## BoQ1 (hidden)
Item Rate BoQ
BoQ_Ver3.0 | Item Rate | Normal | INR Only | INR
Select, Excess (+), Less (-) |  | Less (-)
Tender Inviting Authority: Chief Manager (Civil)NFL,Bathinda
Name of Work: ANNUAL RATE CONTRACT FOR MISCELLANEOUS CIVIL JOBS IN TOWNSHIP AREAS
Contract No: NFB/Civil/CW -320 Dated 06.06.2024
Name of the Bidder/ Bidding Firm / Company :
PRICE SCHEDULE (This BOQ template must not be modified/replaced by the bidder and the same should be uploaded after filling the relevent columns, else the bidder is liable to be rejected for this tender. Bidders are allowed to enter the Bidder Name and Values only )
NUMBER # | TEXT # | TEXT # | NUMBER # | TEXT # | NUMBER | NUMBER | TEXT | TEXT # | NUMBER # | TEXT# | TEXT # | NUMBER # | NUMBER | NUMBER | NUMBER | NUMBER | TEXT | TEXT | NUMBER | NUMBER | NUMBER | NUMBER | TEXT | TEXT | NUMBER | NUMBER | NUMBER | NUMBER | TEXT | TEXT | NUMBER | NUMBER | NUMBER | NUMBER | TEXT | TEXT | NUMBER | NUMBER | NUMBER | NUMBER | TEXT | TEXT | NUMBER | NUMBER | NUMBER # | NUMBER # | TEXT | TEXT | NUMBER # | NUMBER # | DATE | NUMBER # | NUMBER # | TEXT #
Sl. No. | Item Description | Item Code / Make | Quantity | Units | Estimated Rate in Rs. P |  |  | Addition / Deduction | Addition / Deduction Values | Currency Convertion against each Item | Quoted Currency in INR / Other Currency | RATE excluding of GST In Figures To be entered by the Bidder Rs. | GST in Rs | VAT | Freight Charges ( Unloading & Stacking) | Any Other Taxes/Duties/Levies |  |  | Other Taxes 2 | IIIrd Party i.e DGS&D / RITES etc Inspection Charges @0.34%+Service Tax | Less for Cenvat Credit,if any respect of Supplies Under full Excise Duty Category | [30 empty] | TOTAL AMOUNT excluding of GST Rs. | TOTAL AMOUNT including GST Rs. | TOTAL AMOUNT In Words
1 | 2 | 3 | 4 | 5 | 6 | 7 | 8 | 9 | 10 | 11 | 12 | 13 | 14 | 15 | 16 | 17 | 18 | 19 | 20 | 21 | 22 | 23 | 24 | 25 | 26 | 27 | 28 | 29 | 30 | 31 | 32 | 33 | 34 | 35 | 36 | 37 | 38 | 39 | 40 | 41 | 42 | 43 | 44 | 45 | 46 | 47 | 48 | 49 | 50 | 51 | 52 | 53 | 54 | 55
1 | Chapter 1 Carriage | 1 | [52 empty] | 1 | Construction of chamber for 100mm sluices valve | item1 | 10 | 1 Nos
1.0001 | Carriage of material by Mechanical transport including loading, unloading & stacking upto 1km I.e. within Factory/Township Areas. | 2 | [52 empty] | 1 | Construction of chamber for 100mm sluices valve | item1 | 10 | 1 Nos
1.0002 | Lime, moorum, building rubbish | 3 | 30 | Cum | 0 |  |  | Excess(+) | 1 | Full Conversion | INR | [40 empty] | 0 | 0 | INR Zero Only | 1.01 | Supplying, Conveying and fixing spls. Including eart | item1 | 123.223 | Nos
1.0003 | Earth. | 4 | 30 | Cum | 0 |  |  | Excess(+) | 1 | Full Conversion | INR | [40 empty] | 0 | 0 | INR Zero Only | 1.02 | Construction of chamber for 100mm sluice plates | item2 | 213 | Nos
2 | Chapter 2 Earth Work | 5 | [52 empty] | 1 | Construction of chamber for 100mm sluices valve | item1 | 10 | 1 Nos
2.0001 | Earth work in surface excavation not exceeding 30cm in depth but exceeding 1.5m in width as well as 10 sq.m. on plan including disposal of excavated earth lead upto 50M and lift upto 1.5m, disposed soil to be levelled and neatly dressed. All Kind of soil | 6 | 100 | Sqm | 0 |  |  | Excess(+) | 1 | Full Conversion | INR | [40 empty] | 0 | 0 | INR Zero Only | 2 | Construction of chamber for 100mm sluices valve | item3 | 10 | Nos
2.0002 | Earth work in excavation by Mechanical Means (Hydraulic Excavator) / Manual means in foundation trenches or drains not exceeding 1.5 m in width or 10 sq.m. on plan including dressing of sides and ramming of bottoms, lift upto 1.5m including getting out the excavated soil and disposal of surplus excavated soil as directed within a lead of 50m: All kinds of soil | 7 | 80 | Cum | 0 |  |  | Excess(+) | 1 | Full Conversion | INR | [40 empty] | 0 | 0 | INR Zero Only | 3 | Supplying, Conveying and fixing spls. Including ea | item4 | 10 | Nos
2.0003 | Surface dressing of the ground including removing vegetation, and inequalities not exceeding 15cm deep and disposal of rubbish lead upto 50m and lift upto 1.5m: All kinds of soli | 8 | 5000 | Sqm | 0 |  |  | Excess(+) | 1 | Full Conversion | INR | [40 empty] | 0 | 0 | INR Zero Only | 2 | Construction of chamber for 100mm sluices valve | item3 | 10 | Nos
2.0004 | Excavating holes upto 0.5 cu.m including getting out the excavated soil then returning the soil as required in layer not exceeding 20cm in depth, including consolidating each deposited layer by ramming watering etc disposing of surplus excavated soil as directed with in a lead of 50m and lift upto 1.5m: All kinds of soil | 9 | 20 | EACH | 0 |  |  | Excess(+) | 1 | Full Conversion | INR | [40 empty] | 0 | 0 | INR Zero Only | 3 | Supplying, Conveying and fixing spls. Including ea | item4 | 10 | Nos
2.0005 | Filling available excavated earth (excluding rock) in trenches, plinth, sides of foundation etc. in layers not exceeding 20 cms in depth: consolidating each deposited layer by ramming and watering lead upto 50 m and lift upto 1.50 metres. | 10 | 10 | Cum | 0 |  |  | Excess(+) | 1 | Full Conversion | INR | [40 empty] | 0 | 0 | INR Zero Only | 2 | Construction of chamber for 100mm sluices valve | item3 | 10 | Nos
2.0006 | Supplying Chemical emulsion in sealed containers including delivery at site Chlorpyriphos / Lindane emulsifiable concentrate of 20% | 11 | 10 | Litre | 0 |  |  | Excess(+) | 1 | Full Conversion | INR | [40 empty] | 0 | 0 | INR Zero Only | 3 | Supplying, Conveying and fixing spls. Including ea | item4 | 10 | Nos
3 | Chapter 3 Mortar | 12 | [52 empty] | 1 | Construction of chamber for 100mm sluices valve | item1 | 10 | 1 Nos
3.0001 | Providing and laying Cement Mortar 1 : 3 ( 1 Cement : 3Fine Sand ) on top of Boundry wall and fixing broken glass pieces as a security measures or at any other location for any other work. | 13 | 1 | Cum | 0 |  |  | Excess(+) | 1 | Full Conversion | INR | [40 empty] | 0 | 0 | INR Zero Only | 1.01 | Supplying, Conveying and fixing spls. Including eart | item1 | 123.223 | Nos
4 | Chapter 4 Concrete Work | 14 | [52 empty] | 1 | Construction of chamber for 100mm sluices valve | item1 | 10 | 1 Nos
4.0001 | Providing and laying in position cement concrete of specified grade excluding the cost of centring and shuttering All works upto plinth level. | 15 | [52 empty] | 1 | Construction of chamber for 100mm sluices valve | item1 | 10 | 1 Nos
4.0002 | 1:1.5:3(1cement:1.5 coarse sand:3 graded stone aggregate 20mm nominal size) | 16 | 1 | Cum | 0 |  |  | Excess(+) | 1 | Full Conversion | INR | [40 empty] | 0 | 0 | INR Zero Only | 1.01 | Supplying, Conveying and fixing spls. Including eart | item1 | 123.223 | Nos
4.0003 | 1:2:4(1 cement:2 coarse sand: 4 graded stone aggregate 20mm nominal size). | 17 | 10 | Cum | 0 |  |  | Excess(+) | 1 | Full Conversion | INR | [40 empty] | 0 | 0 | INR Zero Only | 1.02 | Construction of chamber for 100mm sluice plates | item2 | 213 | Nos
4.0004 | 1:3:6 (1 Cement : 3 Coarse sand : 6 graded stone aggregate 20 mm nominal size) | 18 | 15 | Cum | 0 |  |  | Excess(+) | 1 | Full Conversion | INR | [40 empty] | 0 | 0 | INR Zero Only | 1.01 | Supplying, Conveying and fixing spls. Including eart | item1 | 123.223 | Nos
4.0005 | 1:5:10 (1 cement:5 fine sand: 10 graded stone aggregate 40mm nominal size). | 19 | 10 | Cum | 0 |  |  | Excess(+) | 1 | Full Conversion | INR | [40 empty] | 0 | 0 | INR Zero Only | 1.02 | Construction of chamber for 100mm sluice plates | item2 | 213 | Nos
4.0006 | Making plinth protection 50mm thick of cement concrete 1:3:6 (1 cement:3 coarse sand:6 graded stone aggregate 20mm nominal size) over 75mm bed of dry brick ballast 40mm nominal size well rammed and consolidated grouted with fine sand including finishing the top smooth. | 20 | 200 | Sqm | 0 |  |  | Excess(+) | 1 | Full Conversion | INR | [40 empty] | 0 | 0 | INR Zero Only | 1.01 | Supplying, Conveying and fixing spls. Including eart | item1 | 123.223 | Nos
5 | Chapter 5 Reinforced Cement Concrete | 21 | [52 empty] | 1 | Construction of chamber for 100mm sluices valve | item1 | 10 | 1 Nos
5.0001 | Providing and laying in position specified grade of reinforced cement concrete excluding the cost of centring,shuttering,finishing and reinforcement. All work upto plinth level. | 22 | [52 empty] | 1 | Construction of chamber for 100mm sluices valve | item1 | 10 | 1 Nos
5.0002 | 1:2:4 (1 cement:2 coarse sand: 4 graded stone aggregate 20mm nominal size). | 23 | 2 | Cum | 0 |  |  | Excess(+) | 1 | Full Conversion | INR | [40 empty] | 0 | 0 | INR Zero Only | 1.02 | Construction of chamber for 100mm sluice plates | item2 | 213 | Nos
5.0003 | Reinforced cement concrete work in beams, suspended floors, roofs,having slope upto 15 degrees, landings, balconies, shelves, chajjas, lintels, bands, plain window sills, staircases and spiral stair cases upto floor five level excluding the cost of centring, shuttering, finishing and reinforcement with 1:2:4 (1 cement:2 coarse sand:4 graded stone aggregate 20 mm nominal size). | 24 | 2 | Cum | 0 |  |  | Excess(+) | 1 | Full Conversion | INR | [40 empty] | 0 | 0 | INR Zero Only | 1.02 | Construction of chamber for 100mm sluice plates | item2 | 213 | Nos
5.0004 | Providing, hoisting and fixing upto floor five level precast reinforced cementconcrete in lintels, beams and bressumers including setting in cement mortar 1:3 (1 cement : 3 coarse sand), cost of required centring and shuttering and finishing smooth with 6mm thick cement plaster1:3 (1 cement: 3 fine sand) on exposed surfaces but excluding the cost of reinforcement with 1:2:4 (1 cement : 2 coarse sand : 4 graded stone aggregate 20mm nominal size). | 25 | 2 | Cum | 0 |  |  | Excess(+) | 1 | Full Conversion | INR | [40 empty] | 0 | 0 | INR Zero Only | 1.02 | Construction of chamber for 100mm sluice plates | item2 | 213 | Nos
5.0005 | Centering and shuttering including strutting, propping etc.and removal of form for: | 26 | [52 empty] | 1 | Construction of chamber for 100mm sluices valve | item1 | 10 | 1 Nos
5.0006 | Foundations, footings, bases of columns etc. or mass concrete and precast shelves. | 27 | 10 | Sqm | 0 |  |  | Excess(+) | 1 | Full Conversion | INR | [40 empty] | 0 | 0 | INR Zero Only | 1.02 | Construction of chamber for 100mm sluice plates | item2 | 213 | Nos
5.0007 | Suspended floors, roofs, landings balconies and access platforms. | 28 | 10 | Sqm | 0 |  |  | Excess(+) | 1 | Full Conversion | INR | [40 empty] | 0 | 0 | INR Zero Only | 1.02 | Construction of chamber for 100mm sluice plates | item2 | 213 | Nos
5.0008 | Shelves.(Cast in situ) | 29 | 10 | Sqm | 0 |  |  | Excess(+) | 1 | Full Conversion | INR | [40 empty] | 0 | 0 | INR Zero Only | 1.02 | Construction of chamber for 100mm sluice plates | item2 | 213 | Nos
5.0009 | Lintels, beams, plinth beams,girders,bressumers and cantilevers. | 30 | 10 | Sqm | 0 |  |  | Excess(+) | 1 | Full Conversion | INR | [40 empty] | 0 | 0 | INR Zero Only | 1.02 | Construction of chamber for 100mm sluice plates | item2 | 213 | Nos
5.001 | Reinforcement for RCC work ( TMT ) including bending, binding,straightening and placing in position complete : ISI steel | 31 | 100 | Kg | 0 |  |  | Excess(+) | 1 | Full Conversion | INR | [40 empty] | 0 | 0 | INR Zero Only | 2 | Construction of chamber for 100mm sluices valve | item3 | 10 | Nos
6 | Chapter 6 Masonary Work | 32 | [52 empty] | 1 | Construction of chamber for 100mm sluices valve | item1 | 10 | 1 Nos
6.0001 | Half brick masonry with bricks of class designation 75 in foundations and plinth in cement mortar 1:4 (1 cement : 4 coarse sand) | 33 | 50 | Sqm | 0 |  |  | Excess(+) | 1 | Full Conversion | INR | [40 empty] | 0 | 0 | INR Zero Only | 2 | Construction of chamber for 100mm sluices valve | item3 | 10 | Nos
6.0002 | Extra for half brick masonry in superstructure above plinth level upto floor v level. | 34 | 10 | Sqm | 0 |  |  | Excess(+) | 1 | Full Conversion | INR | [40 empty] | 0 | 0 | INR Zero Only | 3 | Supplying, Conveying and fixing spls. Including ea | item4 | 10 | Nos
6.0003 | Tile brick masonry with common burnt clay F.P.S. (non modular) tile bricks of class designation 10 in superstructure above plinth level up to floor V level in cement mortar 1 : 6 ( 1 cement : 6 coarse sand). | 35 | 1 | Cum | 0 |  |  | Excess(+) | 1 | Full Conversion | INR | [40 empty] | 0 | 0 | INR Zero Only | 2 | Construction of chamber for 100mm sluices valve | item3 | 10 | Nos
6.0004 | Brick work with F.P.S. bricks of class designation 75 in foundation and plinth in : cement mortar 1:6 (1 cement: 6 fine sand ) | 36 | 1 | Cum | 0 |  |  | Excess(+) | 1 | Full Conversion | INR | [40 empty] | 0 | 0 | INR Zero Only | 2 | Construction of chamber for 100mm sluices valve | item3 | 10 | Nos
6.0005 | Brick work with bricks of class designation 75 in superstructure above plinth level upto floor five level in cement mortar 1:6 (1 cement : 6 fine sand ) | 37 | 35 | Cum | 0 |  |  | Excess(+) | 1 | Full Conversion | INR | [40 empty] | 0 | 0 | INR Zero Only | 3 | Supplying, Conveying and fixing spls. Including ea | item4 | 10 | Nos
8 | Chapter 8 Cladding Work | 38 | [52 empty] | 1 | Construction of chamber for 100mm sluices valve | item1 | 10 | 1 Nos
8.0001 | Providing and fixing 18 mm thick gang saw cut mirror polished, premoulded and prepolished machine cut for kitchen plateforms, vanity counters facias and similar locations of required size of approved shade colour and texture laid over 20 mm thick base cement mortar 1 : 4 ( 1 Cement : 4 Coarse sand) with joints treated with white cement mixed with matching pigment, epoxy touch up including rubbingcuring etc. complete : Area over 0.50 Sq.M. : Granite or any colour and Shade | 39 | 3 | Sqm | 0 |  |  | Excess(+) | 1 | Full Conversion | INR | [40 empty] | 0 | 0 | INR Zero Only | 1.01 | Supplying, Conveying and fixing spls. Including eart | item1 | 123.223 | Nos
8.0002 | Providing and fixing 1st quality ceramic glazed wall tiles conforming to IS:15622 (Thickness to be specified by manufacturer ) of approved make in all colours and shades except burgundy, bottle green, black of any size as approved by engineer-in-charge in skirting, risers of steps and dados over 12 mm thick bed of Cement Mortar 1:3 (1 Cement : 3 Coarse sand) and joining with grey cement slurry @ 3.3 kg. per sqm including pointing in white cement mixed with pigment of matching shade complete. | 40 | 10 | Sqm | 0 |  |  | Excess(+) | 1 | Full Conversion | INR | [40 empty] | 0 | 0 | INR Zero Only | 1.02 | Construction of chamber for 100mm sluice plates | item2 | 213 | Nos
8.0003 | Providing and fixing ceramic glazed floor tiles300 X 300 mm (Thickness to be specified by manufacturer) of 1st quality conforming to IS:15622 of approved make in clours such as White, Ivory, Grey, Fume Red Brown etc. laid on 20 mm thick CementMortar 1:4 ( 1 Cement : 4 Coarse Sand) including pointing the jointswith white cement and matching pigment etc., complete. | 41 | 10 | Sqm | 0 |  |  | Excess(+) | 1 | Full Conversion | INR | [40 empty] | 0 | 0 | INR Zero Only | 1.01 | Supplying, Conveying and fixing spls. Including eart | item1 | 123.223 | Nos
9 | Chapter 9 Wood and PVC Work | 42 | [52 empty] | 1 | Construction of chamber for 100mm sluices valve | item1 | 10 | 1 Nos
9.0001 | Providing wood work in frames of doors, windows clerestory windows and other frames, wrought framed and fixed in position : Hollock wood.( Without Kiln Seasoning & Chemical Treatment) | 43 | 1.5 | Cum | 0 |  |  | Excess(+) | 1 | Full Conversion | INR | [40 empty] | 0 | 0 | INR Zero Only | 1.02 | Construction of chamber for 100mm sluice plates | item2 | 213 | Nos
9.0002 | Providing wood work in frames of false ceiling, partitions etc. sawn and put up in position: Hollock wood.( Without Kiln Seasoning & Chemical Treatment) | 44 | 0.2 | Cum | 0 |  |  | Excess(+) | 1 | Full Conversion | INR | [40 empty] | 0 | 0 | INR Zero Only | 2 | Construction of chamber for 100mm sluices valve | item3 | 10 | Nos
9.0003 | Providing and fixing panelled or panelled and glazed shuters for doors, windows and clerestory windows including ISI marked black enamelled/ bright finished M.S. butt hinges with necessary screws including panelling with second class Hollock wood or 12mm thick water proof ply complete.(Area of opening of pannel inserts excluding portion inside the groove or rebate to be measured) Hollock wood - 35 mm thick.(Without Kiln Seasoning & Chemical Treatment) | 45 | 23 | Sqm | 0 |  |  | Excess(+) | 1 | Full Conversion | INR | [40 empty] | 0 | 0 | INR Zero Only | 1.01 | Supplying, Conveying and fixing spls. Including eart | item1 | 123.223 | Nos
9.0004 | Providing and fixing glazed shutters for doors, windows & clerestory windows using 10.0 kg/square metre (4 mm thick) glass panes including black enamelled ISI marked M.S.butt hinges with necessary screws. Hollock wood - 30 mm thick.(Without Kiln Seasoning & Chemical Treatment) | 46 | 8 | Sqm | 0 |  |  | Excess(+) | 1 | Full Conversion | INR | [40 empty] | 0 | 0 | INR Zero Only | 1.02 | Construction of chamber for 100mm sluice plates | item2 | 213 | Nos
9.0005 | Providing and fixing presed 3 layer partical board medium densityexterior grade (grade 1)(like Novapan, Ecoboard etc.) or graded woodarticle board (like Bhutan Board) IS :3087 marked to frame, backingor studding with screws etc. , complete (Frames, backing or studdingto be paid separately) 18 mm thick | 47 | 1 | Sqm | 0 |  |  | Excess(+) | 1 | Full Conversion | INR | [40 empty] | 0 | 0 | INR Zero Only | 1.02 | Construction of chamber for 100mm sluice plates | item2 | 213 | Nos
9.0006 | Providing and fixing wire gauze shutters for doors, windows and clerestory windows using galvinised M.S.wire gauge of average width of aperture 1.4mm with wire of dia of 0.63mm including ISI marked bright finished or/and black enamelled M. S. butt hinges with necessary screws. Hollock wood - 35 mm thick.(Without Kiln Seasoning & Chemical Treatment) | 48 | 15 | Sqm | 0 |  |  | Excess(+) | 1 | Full Conversion | INR | [40 empty] | 0 | 0 | INR Zero Only | 2 | Construction of chamber for 100mm sluices valve | item3 | 10 | Nos
9.0007 | Providing and fixing M.S.Griil of required pattern in wooden frames of windows etc. with M.S. flats, square or round bars etc. all complete. | 49 | [52 empty] | 1 | Construction of chamber for 100mm sluices valve | item1 | 10 | 1 Nos
9.0008 | Fixed to steel windows by welding. | 50 | 10 | Kg. | 0 |  |  | Excess(+) | 1 | Full Conversion | INR | [40 empty] | 0 | 0 | INR Zero Only | 1.02 | Construction of chamber for 100mm sluice plates | item2 | 213 | Nos
9.0009 | Fixed in opening/wooden frame with rawl plugs screws etc. | 51 | 30 | Kg. | 0 |  |  | Excess(+) | 1 | Full Conversion | INR | [40 empty] | 0 | 0 | INR Zero Only | 2 | Construction of chamber for 100mm sluices valve | item3 | 10 | Nos
9.001 | Providing 40x5mm flat iron hold fast 40cm long including fixing to frame with 10mm dia bolts;nuts and wooden plugs and embeddings in cement conc block 30x10x15cm 1:3:6 mix(1cement:3coarse:6graded stone aggregate 20mm nominal size) | 52 | 80 | EACH | 0 |  |  | Excess(+) | 1 | Full Conversion | INR | [40 empty] | 0 | 0 | INR Zero Only | 1.02 | Construction of chamber for 100mm sluice plates | item2 | 213 | Nos
9.0011 | Providing and fixing ISI marked oxidised M.S. pressed butt hingeswith necessary screws etc. complete : | 53 | [52 empty] | 1 | Construction of chamber for 100mm sluices valve | item1 | 10 | 1 Nos
9.0012 | 100x58x1.9mm | 54 | 75 | EACH | 0 |  |  | Excess(+) | 1 | Full Conversion | INR | [40 empty] | 0 | 0 | INR Zero Only | 2 | Construction of chamber for 100mm sluices valve | item3 | 10 | Nos
9.0013 | 75x47x1.7mm | 55 | 75 | EACH | 0 |  |  | Excess(+) | 1 | Full Conversion | INR | [40 empty] | 0 | 0 | INR Zero Only | 1.02 | Construction of chamber for 100mm sluice plates | item2 | 213 | Nos
9.0014 | Providing and fixing ISI marked oxidised M.S. sliding door boltswith nuts and screws etc. complete : 250x16mm | 56 | 10 | EACH | 0 |  |  | Excess(+) | 1 | Full Conversion | INR | [40 empty] | 0 | 0 | INR Zero Only | 2 | Construction of chamber for 100mm sluices valve | item3 | 10 | Nos
9.0015 | Providing and fixing ISI marked oxidised M.S.Tower bolt blackfinish (barrel type) with necessary screws etc.complete | 57 | [52 empty] | 1 | Construction of chamber for 100mm sluices valve | item1 | 10 | 1 Nos
9.0016 | 150x10mm | 58 | 5 | EACH | 0 |  |  | Excess(+) | 1 | Full Conversion | INR | [40 empty] | 0 | 0 | INR Zero Only | 1.02 | Construction of chamber for 100mm sluice plates | item2 | 213 | Nos
9.0017 | 100x10mm | 59 | 5 | EACH | 0 |  |  | Excess(+) | 1 | Full Conversion | INR | [40 empty] | 0 | 0 | INR Zero Only | 2 | Construction of chamber for 100mm sluices valve | item3 | 10 | Nos
9.0018 | Providing and fixing ISI marked oxidised M.S. handles conforming toIS:4992 with necessary screws etc. complete : 100 mm | 60 | 5 | EACH | 0 |  |  | Excess(+) | 1 | Full Conversion | INR | [40 empty] | 0 | 0 | INR Zero Only | 1.02 | Construction of chamber for 100mm sluice plates | item2 | 213 | Nos
9.0019 | Providing and fixing ISI marked oxidised M.S. hasp and staple(safety type) cnforming to IS:363 with necesary screws etc. complete. 115 mm | 61 | 15 | EACH | 0 |  |  | Excess(+) | 1 | Full Conversion | INR | [40 empty] | 0 | 0 | INR Zero Only | 2 | Construction of chamber for 100mm sluices valve | item3 | 10 | Nos
9.002 | Providing and fixing oxidised M.S.casement stays (Straight peg type) with necessary screws etc. complete. 300mm weighing not less than 200 gms. | 62 | 2 | EACH | 0 |  |  | Excess(+) | 1 | Full Conversion | INR | [40 empty] | 0 | 0 | INR Zero Only | 1.02 | Construction of chamber for 100mm sluice plates | item2 | 213 | Nos
9.0021 | Providing & fixing chrominium plated brass 100mm mortice latch and lock with 6 levers & a pair of lever handles with necessary screws etc. complete (Best make of approved quality Godrej, Bolt, Link etc.) | 63 | 4 | EACH | 0 |  |  | Excess(+) | 1 | Full Conversion | INR | [40 empty] | 0 | 0 | INR Zero Only | 2 | Construction of chamber for 100mm sluices valve | item3 | 10 | Nos
9.0022 | Providing and fixing Aluminium Tower Bolts anodised transparent or dyed to required colour / shade with necessary screws complete : | 64 | [52 empty] | 1 | Construction of chamber for 100mm sluices valve | item1 | 10 | 1 Nos
9.0023 | 200 X 10 mm | 65 | 40 | EACH | 0 |  |  | Excess(+) | 1 | Full Conversion | INR | [40 empty] | 0 | 0 | INR Zero Only | 1.01 | Supplying, Conveying and fixing spls. Including eart | item1 | 123.223 | Nos
9.0024 | 150 X 10 mm | 66 | 190 | EACH | 0 |  |  | Excess(+) | 1 | Full Conversion | INR | [40 empty] | 0 | 0 | INR Zero Only | 1.02 | Construction of chamber for 100mm sluice plates | item2 | 213 | Nos
9.0025 | 100 X 10 mm | 67 | 40 | EACH | 0 |  |  | Excess(+) | 1 | Full Conversion | INR | [40 empty] | 0 | 0 | INR Zero Only | 1.01 | Supplying, Conveying and fixing spls. Including eart | item1 | 123.223 | Nos
9.0026 | Providing and fixing Aluminium handles anodised transparent or dyed to required colour / shade with necessary screws etc. complete : 100 mm | 68 | 150 | EACH | 0 |  |  | Excess(+) | 1 | Full Conversion | INR | [40 empty] | 0 | 0 | INR Zero Only | 1.02 | Construction of chamber for 100mm sluice plates | item2 | 213 | Nos
9.0027 | Providing & fixing aluminium hanging floor door stopper anodised (anodic coating not less than grade AC 10 as per IS 1868) transparent or dyed to required colour and shade with necessary screws etc. complete. Twin rubber stopper | 69 | 70 | EACH | 0 |  |  | Excess(+) | 1 | Full Conversion | INR | [40 empty] | 0 | 0 | INR Zero Only | 1.01 | Supplying, Conveying and fixing spls. Including eart | item1 | 123.223 | Nos
9.0028 | Providing and fixing plywood, one side Decorative veneer conforming to IS: 1328 (type - 1), for plain lining / cladding with necessary screws, including priming coat on unexposed surface with: | 70 | [52 empty] | 1 | Construction of chamber for 100mm sluices valve | item1 | 10 | 1 Nos
9.0029 | Decorative Veneer facings of approved manufacture, 4 mm thick | 71 | 2.5 | Sq.M. | 0 |  |  | Excess(+) | 1 | Full Conversion | INR | [40 empty] | 0 | 0 | INR Zero Only | 1.01 | Supplying, Conveying and fixing spls. Including eart | item1 | 123.223 | Nos
9.003 | Decorative Veneer facings of approved manufacture, 6 mm thick | 72 | 2.5 | Sq.M. | 0 |  |  | Excess(+) | 1 | Full Conversion | INR | [40 empty] | 0 | 0 | INR Zero Only | 1.02 | Construction of chamber for 100mm sluice plates | item2 | 213 | Nos
10 | Chapter 10 Steel Work | 73 | [52 empty] | 1 | Construction of chamber for 100mm sluices valve | item1 | 10 | 1 Nos
10.0001 | Structural Steel work in single section fixed without connecting plate including cutting, hoisting, fixing in position and applying a priming coat of approved steel primer : all complete. ALL STRUCTURAL STEEL TO BE ARRANGED BY THE PARTY FROM OPEN MARKET AT HIS COST ). | 74 | 20 | Kg. | 0 |  |  | Excess(+) | 1 | Full Conversion | INR | [40 empty] | 0 | 0 | INR Zero Only | 1.01 | Supplying, Conveying and fixing spls. Including eart | item1 | 123.223 | Nos
10.0002 | Structural Steel work riveted, bolted or welded in built up sections, trusses and framed work including cutting, hoisting, fixing in position and applying a priming coat of approved steel primer all complete. ALL STRUCTURAL STEEL TO BE ARRANGED BY THE PARTY FROM OPEN MARKET AT HIS COST ). | 75 | 20 | Kg. | 0 |  |  | Excess(+) | 1 | Full Conversion | INR | [40 empty] | 0 | 0 | INR Zero Only | 1.02 | Construction of chamber for 100mm sluice plates | item2 | 213 | Nos
10.0003 | Steel work welded in built up sections/framed work including cutting hoisting,fixing in position and applying a priming coat of approved steel primer using structural steel etc. as required. In gratings,frames,guard bars,ladders,railings,brackets, gates and similar works. ALL STRUCTURAL STEEL TO BE ARRANGED BY THE PARTY FROM OPEN MARKET AT HIS COST ). | 76 | 20 | Kg. | 0 |  |  | Excess(+) | 1 | Full Conversion | INR | [40 empty] | 0 | 0 | INR Zero Only | 1.01 | Supplying, Conveying and fixing spls. Including eart | item1 | 123.223 | Nos
10.0004 | Providing and fixing pressed steel door frames manufactured from pre-fabricated corrosion Resistance Mild steel available in the market as "Japanese Sheet" of 1.22mm thickness including hinges jambs, lock jambs, bead and if required angle threshold of mild steel angle ofsection 50 x 25mm, or base ties of 1.25mm pressed mild steel welded or rigidly fixed together by Mechanical means, adjustable lugs with split and tail to each jamb including steel butt hinges 2.5mm thick with mortar guards, lock strike-plate and shock absorbers as specified and applying a coat of approved steel primer and painted after pre-treatment of the surface as directed by Engineer - in - Charge.( Rate should include cost of replacement / fixing orpressed steel chowkhats including cutting masonary / hold fasts and removing the existing damaged chowkhat alongwith shutter,fixing holdfasts in cement concrete 1:3:6 (1 cement:3 coarse sand:6 stone aggregate 20mm nominal size) ,refixing the shutter(s) by providing & Fixing new screws wherever reqiured , easing of door shutters and making good the damages to walls and floors,to match the existing surface complete. | 77 | [52 empty] | 1 | Construction of chamber for 100mm sluices valve | item1 | 10 | 1 Nos
10.0005 | For Single Shutter | 78 | 30 | Metre | 0 |  |  | Excess(+) | 1 | Full Conversion | INR | [40 empty] | 0 | 0 | INR Zero Only | 1.02 | Construction of chamber for 100mm sluice plates | item2 | 213 | Nos
10.0006 | For double shutter | 79 | 25 | Metre | 0 |  |  | Excess(+) | 1 | Full Conversion | INR | [40 empty] | 0 | 0 | INR Zero Only | 1.01 | Supplying, Conveying and fixing spls. Including eart | item1 | 123.223 | Nos
11 | Chapter 11 Flooring | 80 | [52 empty] | 1 | Construction of chamber for 100mm sluices valve | item1 | 10 | 1 Nos
11.0001 | Brick on edge flooring with bricks of class designation 75 including cement slurry etc. complete in cement mortar with F.P.S bricks. 1:6 (1 cement : 6 coarse sand) | 81 | 10 | Sq.M | 0 |  |  | Excess(+) | 1 | Full Conversion | INR | [40 empty] | 0 | 0 | INR Zero Only | 1.02 | Construction of chamber for 100mm sluice plates | item2 | 213 | Nos
11.0002 | Cement concrete flooring 1:2:4(1 cement:2 coarse sand: 4graded stone aggregate) finished with a floating coat of neat cement including cement slurry,but excluding the cost of nosing of steps etc.complete. 40mm thick with 20mm nominal size stone aggregate | 82 | 700 | Sq.M | 0 |  |  | Excess(+) | 1 | Full Conversion | INR | [40 empty] | 0 | 0 | INR Zero Only | 1.01 | Supplying, Conveying and fixing spls. Including eart | item1 | 123.223 | Nos
11.0003 | Providing and fixing glass strips in joints of terrazo/cement concrete floors 40 mm wide and 4 mm thick | 83 | 3 | Metre | 0 |  |  | Excess(+) | 1 | Full Conversion | INR | [40 empty] | 0 | 0 | INR Zero Only | 1.02 | Construction of chamber for 100mm sluice plates | item2 | 213 | Nos
11.0004 | 40 mm thick marble chips flooring rubbed and polished to granolithic finish, under layer 34 mm thick cement concrete 1:2:4: (1 cement :2 coarse snad:4 graded stone aggregate 12.5mm nominal size) and top layer 6mm thick with white, black, chocolate, grey, yellow or green marble chips of sizes from 1mm to 4mm nominal size laid in cement marble power mix 3:1 (3 cement:1 marble powder) by weight in proportion of 4:7 (4 cement marble powder mix: 7 marble chips) by volume including cement slurry etc. complete Ordinary cement with out any pigment. | 84 | 1 | Sq.M | 0 |  |  | Excess(+) | 1 | Full Conversion | INR | [40 empty] | 0 | 0 | INR Zero Only | 1.01 | Supplying, Conveying and fixing spls. Including eart | item1 | 123.223 | Nos
11.0005 | Marble chips skirting (upto 30 cm height) rubbed & polished to granolithic finish, top layer 6mm with white, black, chocolate, grey, yellow or green marble chips of sizes from smallest to 4mm nominal size laid in cement marble power mix 3:1 (3 cement:1 marble powder) by weight in proportion of 4:7 (4 cement:marble poder mix:7 marble chips) by volume. 18mm with under layer 12mm thick in cement plaster1:3 (1 cement: 3 coarse sand) Light shade pigment with ordinary white cement | 85 | 1 | Sq.M | 0 |  |  | Excess(+) | 1 | Full Conversion | INR | [40 empty] | 0 | 0 | INR Zero Only | 1.02 | Construction of chamber for 100mm sluice plates | item2 | 213 | Nos
11.0006 | Providing & laying polished Vitrified Floor Tiles in different sizes (thickness to be specified by the manufacturer) with water absorptions less than 0.08 % and confirming to IS 15622 of approved make in all colours and shades laid on 20mm thickcement mortar1 : 4 (1 cement : 4 coarse sand lncluding grouting the joints with white cement and matching pigmnets etc. complete. Size of tile 50 Cm x 50 Cm / 60 Cm X 60 Cm | 86 | 10 | Sq.M | 0 |  |  | Excess(+) | 1 | Full Conversion | INR | [40 empty] | 0 | 0 | INR Zero Only | 1.01 | Supplying, Conveying and fixing spls. Including eart | item1 | 123.223 | Nos
12 | Chapter 12 Roofing | 87 | [52 empty] | 1 | Construction of chamber for 100mm sluices valve | item1 | 10 | 1 Nos
12.0001 | Providing corrugated G.S. Sheet roofing including Vertical / curved surfaces fixed with polymer coated J or L hooks, bolts and nuts 8 mm diameter with bitumenand G.I. limpet washers or with G.I. limpet washersfilled with white lead and including a coat of approvedsteel primer and two coats of approved paint on overlapping of sheets complete (upto a any pitch in horizontal / vertical or curved surfaces ) excluding the cost of purlins,rafters and trusses and including cutting to size and shape wherever required :: 1.00 mm thick with zinc coating not less than 275gms/m2 | 88 | 5 | Sq.M | 0 |  |  | Excess(+) | 1 | Full Conversion | INR | [40 empty] | 0 | 0 | INR Zero Only | 1.02 | Construction of chamber for 100mm sluice plates | item2 | 213 | Nos
12.0002 | Painting top of roofs with bitumen of approved quality at 17 kg. per 10m2 impregnated with a coat of coarse sand at 60dm3 per 10m2 including cleaning the slab surface with brushes and finally with a piece of cloth lightly soaked in kerosene oil complete Blown type petroleum bitumen of penetration 85/25 | 89 | 5 | Sq.M | 0 |  |  | Excess(+) | 1 | Full Conversion | INR | [40 empty] | 0 | 0 | INR Zero Only | 1.01 | Supplying, Conveying and fixing spls. Including eart | item1 | 123.223 | Nos
12.0003 | Providing gola 75x75mm in cement concrete (1 cement : 2 coarse sand:4 stone aggregate 10mm and down guage) including finishing with cement mortar 1:3 ( 1 cement: 3 fine sand) as per standard design. In 75x75mm deep chase. | 90 | 100 | METRE | 0 |  |  | Excess(+) | 1 | Full Conversion | INR | [40 empty] | 0 | 0 | INR Zero Only | 1.02 | Construction of chamber for 100mm sluice plates | item2 | 213 | Nos
12.0004 | Providing and fixing on wall face unplasticised - Rigid PVC rain waterpipes conforming to IS:13592 Type A including jointing with sealring conforming to IS : 5382 leaving 10mm gap for thermal expansion. Single socketed pipes 110 mm diametre | 91 | 60 | METRE | 0 |  |  | Excess(+) | 1 | Full Conversion | INR | [40 empty] | 0 | 0 | INR Zero Only | 1.01 | Supplying, Conveying and fixing spls. Including eart | item1 | 123.223 | Nos
12.0005 | Providing and fixing on wall face unplasticised PVC moulded fittings/accessoriess for unplasticised Rigid PVC rain water pipes conforming to IS: 13592 including jointing with seal ring conforming to IS:5382 leaving 10 mm gap for thermal expansion | 92
12.0006 | Coupler 110mm | 93 | 10 | EACH | 0 |  |  | Excess(+) | 1 | Full Conversion | INR | [40 empty] | 0 | 0 | INR Zero Only | 1.02 | Construction of chamber for 100mm sluice plates | item2 | 213 | Nos
12.0007 | Bend 87.5 degreee 110mm bend | 94 | 25 | EACH | 0 |  |  | Excess(+) | 1 | Full Conversion | INR | [40 empty] | 0 | 0 | INR Zero Only | 1.01 | Supplying, Conveying and fixing spls. Including eart | item1 | 123.223 | Nos
12.0008 | Providing and fixing unplasticised-PVC pipe clips of approved design to unplasticised PVC rainwater pipes by means of 50X50X50 mm hard wood plugs screwed with M.S.srews of required length including cutting of brickwork and fixing in cement mortar 1:4 (Icement : 4 coarse sand) and making good the wall etc. complete. 110 mm | 95 | 1 | EACH | 0 |  |  | Excess(+) | 1 | Full Conversion | INR | [40 empty] | 0 | 0 | INR Zero Only | 1.02 | Construction of chamber for 100mm sluice plates | item2 | 213 | Nos
12.0009 | Providing and fixing on wall face unplasticised - Rigid PVC rain waterpipes conforming to IS:13592 Type A including jointing with seal ring conforming to IS: 5382 leaving 10mm gap for thermal expansion. Single socketed pipe 40 mm diameter | 96 | 20 | METRE | 0 |  |  | Excess(+) | 1 | Full Conversion | INR | [40 empty] | 0 | 0 | INR Zero Only | 1.01 | Supplying, Conveying and fixing spls. Including eart | item1 | 123.223 | Nos
12.001 | Providing and fixing false ceiling with 12 mm thick plain/semi perporated or with design ceiling tiles of BWP type phenol formaldehyde synthetic resin bonded pressed particle board conforming to IS :3087 finished with a coat of aluminium primer on both sides & edges and two coats of synthetic enamel paint of approved quality on exposed face fixed to existing grid. (Aluminium frame work shall be paid separately, if required) | 97 | 10 | Sq.M. | 0 |  |  | Excess(+) | 1 | Full Conversion | INR | [40 empty] | 0 | 0 | INR Zero Only | 1.02 | Construction of chamber for 100mm sluice plates | item2 | 213 | Nos
13 | Chapter 13 Finishing | 98 | [52 empty] | 1 | Construction of chamber for 100mm sluices valve | item1 | 10 | 1 Nos
13.0001 | 12mm cement plaster of mix 1:6 (1 cement : 6 fine sand). | 99 | 800 | Sq.M | 0 |  |  | Excess(+) | 1 | Full Conversion | INR | [40 empty] | 0 | 0 | INR Zero Only | 1.01 | Supplying, Conveying and fixing spls. Including eart | item1 | 123.223 | Nos
13.0002 | 15mm cement plaster on the rough side of single or half brick wall of mix 1:6 (1 cement : 6 fine sand). | 100 | 500 | Sq.M | 0 |  |  | Excess(+) | 1 | Full Conversion | INR | [40 empty] | 0 | 0 | INR Zero Only | 1.02 | Construction of chamber for 100mm sluice plates | item2 | 213 | Nos
13.0003 | 12mm cement plaster 1:3 (1 Cement : 3 Fine sand) finished witha floating coat of neat cement. | 101 | 5 | Sq.M | 0 |  |  | Excess(+) | 1 | Full Conversion | INR | [40 empty] | 0 | 0 | INR Zero Only | 1.01 | Supplying, Conveying and fixing spls. Including eart | item1 | 123.223 | Nos
13.0004 | Pointing on brick work or Brick Flooring with cement mortar 1:3 ( 1 cement : 3 fine sand) : Flush / ruled / struck or weathered Pointing. | 102 | 300 | Sq.M | 0 |  |  | Excess(+) | 1 | Full Conversion | INR | [40 empty] | 0 | 0 | INR Zero Only | 1.02 | Construction of chamber for 100mm sluice plates | item2 | 213 | Nos
14 | Chapter 14 Repairs to Building | 103 | [52 empty] | 1 | Construction of chamber for 100mm sluices valve | item1 | 10 | 1 Nos
14.0001 | Repairs to plaster of thickness 12 to 20 mm in patches of area 2.5 sq.metres and under including cutting the patch in proper shape and preparing and plastering the surface of the walls complete including disposal of rubbish to the dumping ground within 50 metres lead: With cement mortar 1:4 (1 cement : 4 fine sand): | 104 | 2200 | Sq.M | 0 |  |  | Excess(+) | 1 | Full Conversion | INR | [40 empty] | 0 | 0 | INR Zero Only | 1.01 | Supplying, Conveying and fixing spls. Including eart | item1 | 123.223 | Nos
14.0002 | Fixing chowkhats in existing opening including embedding chowkhats infloors or walls cutting masonry for hold fasts embedding hold fasts in cementconcrete blocks with cement concrete 1:3:6 (1 cement : 3 coarse sand : 6graded stone aggregate 20mm nominal size) painting two coats of coal tarto sides of chowkhas and making good the damages to walls and floors as required complete including disposal of rubbish to the dumping ground within 50 metres lead: | 105 | [52 empty] | 1 | Construction of chamber for 100mm sluices valve | item1 | 10 | 1 Nos
14.0003 | Door chokhats. | 106 | 25 | EACH | 0 |  |  | Excess(+) | 1 | Full Conversion | INR | [40 empty] | 0 | 0 | INR Zero Only | 1.02 | Construction of chamber for 100mm sluice plates | item2 | 213 | Nos
14.0004 | Window chowkhats. | 107 | 15 | EACH | 0 |  |  | Excess(+) | 1 | Full Conversion | INR | [40 empty] | 0 | 0 | INR Zero Only | 1.01 | Supplying, Conveying and fixing spls. Including eart | item1 | 123.223 | Nos
14.0005 | Renewing glass panes, with putty and nails wherever necessary Float Glass panes of thickness 4 mmweighing 10 kg/m2 | 108 | 35 | Sq.M | 0 |  |  | Excess(+) | 1 | Full Conversion | INR | [40 empty] | 0 | 0 | INR Zero Only | 1.02 | Construction of chamber for 100mm sluice plates | item2 | 213 | Nos
14.0006 | Renewing glass panes and re-fixing existing wooden fillets | 109 | [52 empty] | 1 | Construction of chamber for 100mm sluices valve | item1 | 10 | 1 Nos
14.0007 | Float Glass panes of thickness 4 mm | 110 | 70 | Sq.M | 0 |  |  | Excess(+) | 1 | Full Conversion | INR | [40 empty] | 0 | 0 | INR Zero Only | 1.01 | Supplying, Conveying and fixing spls. Including eart | item1 | 123.223 | Nos
14.0008 | Float Glass panes of thickness 5 mm | 111 | 1 | Sq.M. | 0 |  |  | Excess(+) | 1 | Full Conversion | INR | [40 empty] | 0 | 0 | INR Zero Only | 1.02 | Construction of chamber for 100mm sluice plates | item2 | 213 | Nos
14.0009 | Supplying and fixing new wooden fillets wherever necessary: Hollock wood fillets. | 112 | 1 | METRE | 0 |  |  | Excess(+) | 1 | Full Conversion | INR | [40 empty] | 0 | 0 | INR Zero Only | 1.01 | Supplying, Conveying and fixing spls. Including eart | item1 | 123.223 | Nos
14.001 | Renewal of old putty of glass panes(length) | 113 | 30 | METRE | 0 |  |  | Excess(+) | 1 | Full Conversion | INR | [40 empty] | 0 | 0 | INR Zero Only | 1.02 | Construction of chamber for 100mm sluice plates | item2 | 213 | Nos
14.0011 | Fixing of old wind tie with new fittings including painting two or more coats with anticorrosive bitumastic paint of approved brand & manufacturer over and including priming coat of ready mixed zink chromate yellow primer of approved brand. | 114 | 10 | Metre | 0 |  |  | Excess(+) | 1 | Full Conversion | INR | [40 empty] | 0 | 0 | INR Zero Only | 1.01 | Supplying, Conveying and fixing spls. Including eart | item1 | 123.223 | Nos
14.0012 | Raking out joints in lime or cement mortar and preparing the surface for repainting or replastering including disposal of rubbish to the dumping ground within 50 metres lead. | 115 | 10 | Sq.M | 0 |  |  | Excess(+) | 1 | Full Conversion | INR | [40 empty] | 0 | 0 | INR Zero Only | 1.02 | Construction of chamber for 100mm sluice plates | item2 | 213 | Nos
14.0013 | Providing and fixing / replacing white vitreous china water closet squatting pan(Indian type) Long pattern W.C. pan of size 580mm./ Orrisa pattern 580 X 440 mm | 116 | 15 | EACH | 0 |  |  | Excess(+) | 1 | Full Conversion | INR | [40 empty] | 0 | 0 | INR Zero Only | 1.01 | Supplying, Conveying and fixing spls. Including eart | item1 | 123.223 | Nos
14.0014 | Cutting holes upto 30x30cm in walls including making good the same: With F.P.S. Bricks. | 117 | 5 | EACH | 0 |  |  | Excess(+) | 1 | Full Conversion | INR | [40 empty] | 0 | 0 | INR Zero Only | 1.02 | Construction of chamber for 100mm sluice plates | item2 | 213 | Nos
14.0015 | Cutting holes upto 15cm x 15cm in R.C.C.floors and roofs for passing drain pipe etc. and repairing the holes after insertion of drain pipe etc. with cement concrete 1:2:4 (1 cement:2 coarse sand:4 graded stone aggregate 20mm nominal size) including finishing complete so as to make it leak proof. | 118 | 5 | EACH | 0 |  |  | Excess(+) | 1 | Full Conversion | INR | [40 empty] | 0 | 0 | INR Zero Only | 1.01 | Supplying, Conveying and fixing spls. Including eart | item1 | 123.223 | Nos
14.0016 | Making chase upto 75 X 75 mm in walls including making good after housing pipes etc. | 119 | 75 | METRE | 0 |  |  | Excess(+) | 1 | Full Conversion | INR | [40 empty] | 0 | 0 | INR Zero Only | 1.02 | Construction of chamber for 100mm sluice plates | item2 | 213 | Nos
14.0017 | Providing and fixing curtain rods of 1.25 mm thick chromium plated brass plate, with two chromium plated brass brackets fixed with c.P. brass screws and wooden plugs etc. wherever necessary complete : 12 mm dia | 120 | 90 | mtr | 0 |  |  | Excess(+) | 1 | Full Conversion | INR | [40 empty] | 0 | 0 | INR Zero Only | 1.01 | Supplying, Conveying and fixing spls. Including eart | item1 | 123.223 | Nos
14.0018 | Removing chokage of WC / Floor Trap / Gully Trap including removal and refixing of CI / MS or concrete covers of Gully Traps | 121 | 920 | Each | 0 |  |  | Excess(+) | 1 | Full Conversion | INR | [40 empty] | 0 | 0 | INR Zero Only | 1.02 | Construction of chamber for 100mm sluice plates | item2 | 213 | Nos
14.0019 | Replacement/fixing / refixing door/window shutter including removing old shutter and fittings , refixing of old fittings to the new shutter, adjusting the shuttter by cutting, plaining / easing / oiling for smooth functioning complete.(double leafshutter shall be considered as 1 unit only for measurementupto 3 sq. mtr.Area | 122 | 1700 | Each | 0 |  |  | Excess(+) | 1 | Full Conversion | INR | [40 empty] | 0 | 0 | INR Zero Only | 1.01 | Supplying, Conveying and fixing spls. Including eart | item1 | 123.223 | Nos
15 | Chapter 15 Dismantling and Demolishing | 123 | [52 empty] | 1 | Construction of chamber for 100mm sluices valve | item1 | 10 | 1 Nos
15.0001 | Demolishing cement concrete mannually / Mechanical means including disposal of material within 50mtrs lead. 1:3:6 or richer mix. | 124 | 15 | Cu.M | 0 |  |  | Excess(+) | 1 | Full Conversion | INR | [40 empty] | 0 | 0 | INR Zero Only | 1.02 | Construction of chamber for 100mm sluice plates | item2 | 213 | Nos
15.0002 | Demolishing R.C.C. mannually / by Mechanical means work including stacking of steel bars and disposal of unserviceable material within 50 metres leads. | 125 | 2 | Cu.M | 0 |  |  | Excess(+) | 1 | Full Conversion | INR | [40 empty] | 0 | 0 | INR Zero Only | 1.01 | Supplying, Conveying and fixing spls. Including eart | item1 | 123.223 | Nos
15.0003 | Extra for cutting reinforcement bars mannually / by Mechanical means in R.C.C. or R.B. work(Payment shall be made on the cross sectional area of R.C.C. or R.B. work). | 126 | 3 | Sq.M | 0 |  |  | Excess(+) | 1 | Full Conversion | INR | [40 empty] | 0 | 0 | INR Zero Only | 1.02 | Construction of chamber for 100mm sluice plates | item2 | 213 | Nos
15.0004 | Demolishing brick work mannually / by Mechanical means including stacking of serviceable material & disposal of unserviceable material within 50mtrs lead : In Cement Mortar. | 127 | 20 | Cu.M | 0 |  |  | Excess(+) | 1 | Full Conversion | INR | [40 empty] | 0 | 0 | INR Zero Only | 1.01 | Supplying, Conveying and fixing spls. Including eart | item1 | 123.223 | Nos
15.0005 | Dismantling doors, windows and clerestory windows (steel or wood)shutter including chowkhats,architrave holdfasts etc. complete andstacking any where within NFL complex including dismantling MS Grill fromwindow/vent chowkhats of area 3 sq.m. and below.(Double leaf shuttershall be treated as 1 unit only for measurement ) | 128 | 25 | EACH | 0 |  |  | Excess(+) | 1 | Full Conversion | INR | [40 empty] | 0 | 0 | INR Zero Only | 1.02 | Construction of chamber for 100mm sluice plates | item2 | 213 | Nos
15.0006 | Dismantling roofing including ridges, hips valleys and gutters etc. and stacking the material within 50 metres lead of: Asbestos / CGI / Aluminium / any other type Sheets | 129 | 5 | Sq.M | 0 |  |  | Excess(+) | 1 | Full Conversion | INR | [40 empty] | 0 | 0 | INR Zero Only | 1.01 | Supplying, Conveying and fixing spls. Including eart | item1 | 123.223 | Nos
15.0007 | Taking out doors, windows and clerestory windowshutters (steel or wood) including stacking any where in NFL Complex of area 3 m2 and below (double leafshutter shall be treated as one unit only). | 130 | 50 | Each | 0 |  |  | Excess(+) | 1 | Full Conversion | INR | [40 empty] | 0 | 0 | INR Zero Only | 1.02 | Construction of chamber for 100mm sluice plates | item2 | 213 | Nos
15.0008 | Dismentling old plaster or skirting raking out joints and cleaning the surface for plaster including disposal of rubbish to the dumping ground with in 50 metre lead. | 131 | 150 | Sq.M | 0 |  |  | Excess(+) | 1 | Full Conversion | INR | [40 empty] | 0 | 0 | INR Zero Only | 1.01 | Supplying, Conveying and fixing spls. Including eart | item1 | 123.223 | Nos
15.0009 | Cleaning of chocked sewer line at all depth by diesel running vehicle mounting hydraulic operated high pressure suction cum jetting sewer cleaning machine fitted with pump having 4000 litres suction capacity and 6000 litres water jetting tank capacity including skilled operator, supervising engineer etc. for cleaning and partial desilting of manholes and dechocking of sewer lines. Dechocking and flushing of sewer line from one manhole to another by high pressure jetting system of 2200 PSI for sewer line from 150mm dia upto 300mm The complete removal of all the obstructions/blockage accumulated such as silt, sand, debris, all other wastes etc | 132 | 800 | RM | 0 |  |  | Excess(+) | 1 | Full Conversion | INR | [40 empty] | 0 | 0 | INR Zero Only | 1.02 | Construction of chamber for 100mm sluice plates | item2 | 213 | Nos
16 | Chapter 16 Road Work | 133 | [52 empty] | 1 | Construction of chamber for 100mm sluices valve | item1 | 10 | 1 Nos
16.0001 | Supplying at site Angle Iron Posts and struts of required sizes including bottom to be split and bent at right angle in opposite directions for 10 cm length and drilling holes upto 10 mm dia | 134 | 10 | Kg | 0 |  |  | Excess(+) | 1 | Full Conversion | INR | [40 empty] | 0 | 0 | INR Zero Only | 1.01 | Supplying, Conveying and fixing spls. Including eart | item1 | 123.223 | Nos
17 | Chapter 17 Sanitary Installations | 135 | [52 empty] | 1 | Construction of chamber for 100mm sluices valve | item1 | 10 | 1 Nos
17.0001 | Providing and fixing white vitreous china flat back or wall corner type lipped front urinal basin of 430x260x350mm and 340x410x265 mm sizes respectively with automatic flushing cistern with standard flush pipe and CP brass spreaders with bass unions and GI clamps complete, including painting of fittings and brackets, cutting and making good the walls and floors wherever required. One urinal basin with 5 litre white PVC automatic flushing cistern | 136 | 2 | Each | 0 |  |  | Excess(+) | 1 | Full Conversion | INR | [40 empty] | 0 | 0 | INR Zero Only | 1.02 | Construction of chamber for 100mm sluice plates | item2 | 213 | Nos
17.0002 | Providing and fixing white vitreous china pedestal type water closet (European type W.C. pan) with seat and lid, 10 litre low level white P.V.C. flushing cistern, including flush pipe, with manually controlled device (handle lever), conforming to IS : 7231, with all fittings and fixtures complete, including cutting and making good the walls and floors wherever required : W.C. pan with ISI marked white solid plastic seat and lid | 137 | 15 | EACH | 0 |  |  | Excess(+) | 1 | Full Conversion | INR | [40 empty] | 0 | 0 | INR Zero Only | 1.01 | Supplying, Conveying and fixing spls. Including eart | item1 | 123.223 | Nos
17.0003 | Providing and fixing / replacing P.V.C. low level flushing cistern with manuallycontrolled device (handle lever) conforming to IS 7231, with all fittings and fixtures complete 10 litre capacity - White | 138 | 25 | EACH | 0 |  |  | Excess(+) | 1 | Full Conversion | INR | [40 empty] | 0 | 0 | INR Zero Only | 1.02 | Construction of chamber for 100mm sluice plates | item2 | 213 | Nos
17.0004 | Providing and fixing solid plastic seat with lid for pedestal type W.C. pan of make Parryware/Hindware/Seabird/Orient (Coral) with C.P. brass hinges, rubber buffers etc. complete: | 139 | [52 empty] | 1 | Construction of chamber for 100mm sluices valve | item1 | 10 | 1 Nos
17.0005 | Black Solid Plastic Seat with lid | 140 | 1 | EACH | 0 |  |  | Excess(+) | 1 | Full Conversion | INR | [40 empty] | 0 | 0 | INR Zero Only | 1.02 | Construction of chamber for 100mm sluice plates | item2 | 213 | Nos
17.0006 | White Solid Plastic Seat with lid | 141 | 30 | EACH | 0 |  |  | Excess(+) | 1 | Full Conversion | INR | [40 empty] | 0 | 0 | INR Zero Only | 1.02 | Construction of chamber for 100mm sluice plates | item2 | 213 | Nos
17.0007 | Providing and fixing G.I. inlet connection for flush pipe connecting with W.C.Pan | 142 | 2 | EACH | 0 |  |  | Excess(+) | 1 | Full Conversion | INR | [40 empty] | 0 | 0 | INR Zero Only | 1.01 | Supplying, Conveying and fixing spls. Including eart | item1 | 123.223 | Nos
17.0008 | Providing and fixing wash basin with C.I. brackets, 15 mm C.P. brass pillar taps, 32 mm C.P. brass waste of standard pattern, including painting of fittings and brackets, cutting and making good the walls wherever require:White Vitreous China Wash basin size 550x400 mm with a pair of 15 mm C.P. brass pillar taps | 143 | 6 | EACH | 0 |  |  | Excess(+) | 1 | Full Conversion | INR | [40 empty] | 0 | 0 | INR Zero Only | 1.02 | Construction of chamber for 100mm sluice plates | item2 | 213 | Nos
17.0009 | Providing and fixing P.V.C. waste pipe for sink or wash basin including P.V.C.waste fittings complete. | 144 | [52 empty] | 1 | Construction of chamber for 100mm sluices valve | item1 | 10 | 1 Nos
17.001 | semi rigid pipe 32 mm dia | 145 | 100 | EACH | 0 |  |  | Excess(+) | 1 | Full Conversion | INR | [40 empty] | 0 | 0 | INR Zero Only | 1.02 | Construction of chamber for 100mm sluice plates | item2 | 213 | Nos
17.0011 | semi rigid pipe 40 mm dia | 146 | 160 | EACH | 0 |  |  | Excess(+) | 1 | Full Conversion | INR | [40 empty] | 0 | 0 | INR Zero Only | 1.01 | Supplying, Conveying and fixing spls. Including eart | item1 | 123.223 | Nos
17.0012 | Providing and fixing 100mm Sand Cast Iron/C.P. grating for gully, floor or Nahni trap. | 147 | 200 | EACH | 0 |  |  | Excess(+) | 1 | Full Conversion | INR | [40 empty] | 0 | 0 | INR Zero Only | 1.02 | Construction of chamber for 100mm sluice plates | item2 | 213 | Nos
17.0013 | Providing and fixing / replacing 600 X 450 mm bevelled / Plain edge mirror of superior glass ( of approved quality) complete with 6mm thick hard board ground fixed to wooden cleats with C.Pbrass screws and washers. | 148 | 22 | EACH | 0 |  |  | Excess(+) | 1 | Full Conversion | INR | [40 empty] | 0 | 0 | INR Zero Only | 1.01 | Supplying, Conveying and fixing spls. Including eart | item1 | 123.223 | Nos
17.0014 | Providing and fixing soil, waste and vent pipes: Sand cast iron S&S pipe. As per IS 1729 | 149 | [52 empty] | 1 | Construction of chamber for 100mm sluices valve | item1 | 10 | 1 Nos
17.0015 | 100mm dia | 150 | 2 | METRE | 0 |  |  | Excess(+) | 1 | Full Conversion | INR | [40 empty] | 0 | 0 | INR Zero Only | 1.01 | Supplying, Conveying and fixing spls. Including eart | item1 | 123.223 | Nos
17.0016 | 75mm dia | 151 | 2 | METRE | 0 |  |  | Excess(+) | 1 | Full Conversion | INR | [40 empty] | 0 | 0 | INR Zero Only | 1.02 | Construction of chamber for 100mm sluice plates | item2 | 213 | Nos
17.0017 | Providing and fixing plain bend of required degree 100mm Sand cast iron S&S as per IS 1729 | 152 | 1 | EACH | 0 |  |  | Excess(+) | 1 | Full Conversion | INR | [40 empty] | 0 | 0 | INR Zero Only | 1.01 | Supplying, Conveying and fixing spls. Including eart | item1 | 123.223 | Nos
17.0018 | Providing and fixing Cast iron trap of self cleansing design with Sand Cast iron screwed down or hinged grating with or without vent arm complete, inclulding cost of cutting and making good the walls and floors: 100mm inlet and 75mm outlet Sand cast iron S&S as per IS 1729 | 153 | 5 | EACH | 0 |  |  | Excess(+) | 1 | Full Conversion | INR | [40 empty] | 0 | 0 | INR Zero Only | 1.02 | Construction of chamber for 100mm sluice plates | item2 | 213 | Nos
17.0019 | Providing and fixing PTMT / CP Brass towel rail complete with brackets fixed to wooden cleats with CP brass screws with concealed fittings arrangement of approved quality & colour and make 600 mm long towel rail with total length of 645 mm, width 78mm and effective height of 88mm, weighing not less than 190 grams | 154 | 8 | Each | 0 |  |  | Excess(+) | 1 | Full Conversion | INR | [40 empty] | 0 | 0 | INR Zero Only | 1.01 | Supplying, Conveying and fixing spls. Including eart | item1 | 123.223 | Nos
17.002 | Providing and fixing PTMT / CP Brass liquid soap container 109mm, wide 125 mm high, and 112 mm distance from wall of standard shape with bracket of the same material with snap fittings of approved quality & colour Weighing not less than 105 gms | 155 | 3 | Each | 0 |  |  | Excess(+) | 1 | Full Conversion | INR | [40 empty] | 0 | 0 | INR Zero Only | 1.02 | Construction of chamber for 100mm sluice plates | item2 | 213 | Nos
17.0021 | Providing & fixing square mouth S.W. gully trap grade Acomplete withC.I. Grating brick masonry chamber with water tight CI cover with frameof 300X300 mm (inside)size the weight of cover to be not less than 4.50kg and frame to be not less than 2.70 kg as per standard design 100X100 mm size P Type with FPS bricks of class desig 75 | 156 | 1 | EACH | 0 |  |  | Excess(+) | 1 | Full Conversion | INR | [40 empty] | 0 | 0 | INR Zero Only | 1.02 | Construction of chamber for 100mm sluice plates | item2 | 213 | Nos
17.0022 | Providing and fixing kitchen sink with CI brackets, CP brass chain with rubber plug 40 mm CP brass waste complete including painting the fittings & brackets, cutting & making good the walls wherever required. White glazed fire clay kitchen sink size 600x400x250 mm | 157 | 4 | No. | 0 |  |  | Excess(+) | 1 | Full Conversion | INR | [40 empty] | 0 | 0 | INR Zero Only | 1.01 | Supplying, Conveying and fixing spls. Including eart | item1 | 123.223 | Nos
17.0023 | Provding & fixing 600x120x5 mm glass shelf with edges round of supported on anodised aluminium angle frame with C.P. brass brackets and guard rail complete fixed with 40 mm long screws, rawl plugs etc. complete. | 158 | 20 | Each | 0 |  |  | Excess(+) | 1 | Full Conversion | INR | [40 empty] | 0 | 0 | INR Zero Only | 1.02 | Construction of chamber for 100mm sluice plates | item2 | 213 | Nos
17.0024 | Providing & fixing of toilet paper holder : CP Brass | 159 | 2 | Each | 0 |  |  | Excess(+) | 1 | Full Conversion | INR | [40 empty] | 0 | 0 | INR Zero Only | 1.01 | Supplying, Conveying and fixing spls. Including eart | item1 | 123.223 | Nos
17.0025 | Providing and fixing Salem Stainless steel A ISI 304 (18 / 8) kitchen sink as per I.s. 13983 with C.I. Brackets and stainless steel plug40mm including painting of fittings and brackets, cutting and makinggood the walls wherever required: Kitchen sink without drain board 610 x 460 mm bowl depth 200 mm | 160 | 3 | Each | 0 |  |  | Excess(+) | 1 | Full Conversion | INR | [40 empty] | 0 | 0 | INR Zero Only | 1.02 | Construction of chamber for 100mm sluice plates | item2 | 213 | Nos
17.0026 | Providing and Fixing / replacing washing jet to Europeon Type WC. Including making all connections / disconnections of water supply system | 161 | 35 | Each | 0 |  |  | Excess(+) | 1 | Full Conversion | INR | [40 empty] | 0 | 0 | INR Zero Only | 1.02 | Construction of chamber for 100mm sluice plates | item2 | 213 | Nos
17.0027 | Providing and fixing white vitreous china water closet squatting pan(Indian type W.C. pan) with 100 mm sand cast Iron P or S trap, 10 litrelow level P.V.C. flushing cistern (of approved make) with fittings,C.I./M.S. brackets, 32 mm diameter flush pipe with fittings and clamps,overflow arragement with specials and mosquito proof coupling of approved muncipal design including painting of fittigs and brackets,cutting and making good the walls and floors wherever required:Long pan pattern W.C. pan of size 580 mm with flushPipe & overflow arrangement. | 162 | 5 | Each | 0 |  |  | Excess(+) | 1 | Full Conversion | INR | [40 empty] | 0 | 0 | INR Zero Only | 1.01 | Supplying, Conveying and fixing spls. Including eart | item1 | 123.223 | Nos
18 | Chapter 18 Water Supply | 163 | [52 empty] | 1 | Construction of chamber for 100mm sluices valve | item1 | 10 | 1 Nos
18.0001 | Providing and fixing G.I. pipes complete with G.I. fittings and clamps, including cutting and making good the walls etc. (internal work) :Exposed on wall | 164 | [52 empty] | 1 | Construction of chamber for 100mm sluices valve | item1 | 10 | 1 Nos
18.0002 | 15mm nominal bore. | 165 | 40 | METRE | 0 |  |  | Excess(+) | 1 | Full Conversion | INR | [40 empty] | 0 | 0 | INR Zero Only | 1.01 | Supplying, Conveying and fixing spls. Including eart | item1 | 123.223 | Nos
18.0003 | 20mm nominal bore. | 166 | 40 | METRE | 0 |  |  | Excess(+) | 1 | Full Conversion | INR | [40 empty] | 0 | 0 | INR Zero Only | 1.02 | Construction of chamber for 100mm sluice plates | item2 | 213 | Nos
18.0004 | 25mm nominal bore | 167 | 10 | METRE | 0 |  |  | Excess(+) | 1 | Full Conversion | INR | [40 empty] | 0 | 0 | INR Zero Only | 1.01 | Supplying, Conveying and fixing spls. Including eart | item1 | 123.223 | Nos
18.0005 | 32mm nominal bore | 168 | 3 | METRE | 0 |  |  | Excess(+) | 1 | Full Conversion | INR | [40 empty] | 0 | 0 | INR Zero Only | 1.02 | Construction of chamber for 100mm sluice plates | item2 | 213 | Nos
18.0006 | 40mmnominal bore | 169 | 3 | METRE | 0 |  |  | Excess(+) | 1 | Full Conversion | INR | [40 empty] | 0 | 0 | INR Zero Only | 1.01 | Supplying, Conveying and fixing spls. Including eart | item1 | 123.223 | Nos
18.0007 | 50 mm dia nominal bore | 170 | 3 | METRE | 0 |  |  | Excess(+) | 1 | Full Conversion | INR | [40 empty] | 0 | 0 | INR Zero Only | 1.02 | Construction of chamber for 100mm sluice plates | item2 | 213 | Nos
18.0008 | Providing and fixing G.I. pipes complete with G.I. fittings including trenching and refilling etc. (external work). | 171 | [52 empty] | 1 | Construction of chamber for 100mm sluices valve | item1 | 10 | 1 Nos
18.0009 | 15mm nominal bore. | 172 | 100 | METRE | 0 |  |  | Excess(+) | 1 | Full Conversion | INR | [40 empty] | 0 | 0 | INR Zero Only | 1.02 | Construction of chamber for 100mm sluice plates | item2 | 213 | Nos
18.001 | 20mm nominal bore | 173 | 100 | METER | 0 |  |  | Excess(+) | 1 | Full Conversion | INR | [40 empty] | 0 | 0 | INR Zero Only | 1.01 | Supplying, Conveying and fixing spls. Including eart | item1 | 123.223 | Nos
18.0011 | 25mm nominal bore | 174 | 5 | METER | 0 |  |  | Excess(+) | 1 | Full Conversion | INR | [40 empty] | 0 | 0 | INR Zero Only | 1.02 | Construction of chamber for 100mm sluice plates | item2 | 213 | Nos
18.0012 | 32mm nominal bore | 175 | 3 | METER | 0 |  |  | Excess(+) | 1 | Full Conversion | INR | [40 empty] | 0 | 0 | INR Zero Only | 1.01 | Supplying, Conveying and fixing spls. Including eart | item1 | 123.223 | Nos
18.0013 | 40mm nominal bore | 176 | 3 | METER | 0 |  |  | Excess(+) | 1 | Full Conversion | INR | [40 empty] | 0 | 0 | INR Zero Only | 1.02 | Construction of chamber for 100mm sluice plates | item2 | 213 | Nos
18.0014 | 50mm nominal bore | 177 | 3 | METER | 0 |  |  | Excess(+) | 1 | Full Conversion | INR | [40 empty] | 0 | 0 | INR Zero Only | 1.02 | Construction of chamber for 100mm sluice plates | item2 | 213 | Nos
18.0015 | Making connection of G.I. distribution branch with G.I. main of following sizes by providing and fixing tee including cutting and threading the pipe etc. complete. 25 to 40 mm nominal bore. | 178 | 2 | Each | 0 |  |  | Excess(+) | 1 | Full Conversion | INR | [40 empty] | 0 | 0 | INR Zero Only | 1.01 | Supplying, Conveying and fixing spls. Including eart | item1 | 123.223 | Nos
18.0016 | Providing and fixing brass bib cock of approved quality : 15mm nominal bore. | 179 | 10 | EACH | 0 |  |  | Excess(+) | 1 | Full Conversion | INR | [40 empty] | 0 | 0 | INR Zero Only | 1.02 | Construction of chamber for 100mm sluice plates | item2 | 213 | Nos
18.0017 | Providing and fixing brass stop cock of approved quality : | 180 | [52 empty] | 1 | Construction of chamber for 100mm sluices valve | item1 | 10 | 1 Nos
18.0018 | 15mm nominal bore. | 181 | 10 | EACH | 0 |  |  | Excess(+) | 1 | Full Conversion | INR | [40 empty] | 0 | 0 | INR Zero Only | 1.02 | Construction of chamber for 100mm sluice plates | item2 | 213 | Nos
18.0019 | 20mm nominal bore. | 182 | 10 | EACH | 0 |  |  | Excess(+) | 1 | Full Conversion | INR | [40 empty] | 0 | 0 | INR Zero Only | 1.01 | Supplying, Conveying and fixing spls. Including eart | item1 | 123.223 | Nos
18.002 | Providing and fixing ball valve (Brass) of approved quality complete : High or low pressure with plastic floats 15mm nominal bore | 183 | 50 | EACH | 0 |  |  | Excess(+) | 1 | Full Conversion | INR | [40 empty] | 0 | 0 | INR Zero Only | 1.02 | Construction of chamber for 100mm sluice plates | item2 | 213 | Nos
18.0021 | Providing and fixing unplasticised P.V.C. connection pipe with brass unions : 45 Cm length - 15 mm nominal bore | 184 | 180 | EACH | 0 |  |  | Excess(+) | 1 | Full Conversion | INR | [40 empty] | 0 | 0 | INR Zero Only | 1.01 | Supplying, Conveying and fixing spls. Including eart | item1 | 123.223 | Nos
18.0022 | Providing and fixing C.P. Brass shower rose with 15 or 20mm inlet: 100mm diameter. | 185 | 20 | EACH | 0 |  |  | Excess(+) | 1 | Full Conversion | INR | [40 empty] | 0 | 0 | INR Zero Only | 1.02 | Construction of chamber for 100mm sluice plates | item2 | 213 | Nos
18.0023 | Providing and fixing C.P.Brass bib cock / Stop Cock / Angle Cock of approved quality 15 mm nominal bore | 186 | 180 | EACH | 0 |  |  | Excess(+) | 1 | Full Conversion | INR | [40 empty] | 0 | 0 | INR Zero Only | 1.01 | Supplying, Conveying and fixing spls. Including eart | item1 | 123.223 | Nos
18.0024 | Providing and fixing Chlorinated Polyvinyl Chloride (CPVC) pipes, having thermal stability for hot & cold water supply including all CPVC plain & brass threaded fittings This includes jointing of pipes & fittings with one step CPVC solvent cement, trenching, refilling & testing of joints complete as per direction of Engineer in Charge | 187 | [52 empty] | 1 | Construction of chamber for 100mm sluices valve | item1 | 10 | 1 Nos
18.0025 | 80 mm nominal dia Pipes | 188 | 10 | Meter | 0 |  |  | Excess(+) | 1 | Full Conversion | INR | [40 empty] | 0 | 0 | INR Zero Only | 1.01 | Supplying, Conveying and fixing spls. Including eart | item1 | 123.223 | Nos
18.0026 | 100 mm nominal dia Pipes | 189 | 10 | Meter | 0 |  |  | Excess(+) | 1 | Full Conversion | INR | [40 empty] | 0 | 0 | INR Zero Only | 1.02 | Construction of chamber for 100mm sluice plates | item2 | 213 | Nos
18.0027 | Providing and fixing Chlorinated Polyvinyl Chloride (CPVC) pipes, having thermal stability for hot & cold water supply, including all CPVC plain & brass threaded fittings, including fixing the pipe with clamps at 1.00 m spacing. This includes jointing of pipes & fittings with one step CPVC solvent cement and testing of joints complete as per direction of Engineer in Charge. | 190 | [52 empty] | 1 | Construction of chamber for 100mm sluices valve | item1 | 10 | 1 Nos
18.0028 | 15 mm nominal outer dia Pipes | 191 | 10 | Meter | 0 |  |  | Excess(+) | 1 | Full Conversion | INR | [40 empty] | 0 | 0 | INR Zero Only | 1.01 | Supplying, Conveying and fixing spls. Including eart | item1 | 123.223 | Nos
18.0029 | 20 mm nominal outer dia Pipes | 192 | 10 | Meter | 0 |  |  | Excess(+) | 1 | Full Conversion | INR | [40 empty] | 0 | 0 | INR Zero Only | 1.02 | Construction of chamber for 100mm sluice plates | item2 | 213 | Nos
19 | Chapter 21 Aluminium Work | 193 | [52 empty] | 1 | Construction of chamber for 100mm sluices valve | item1 | 10 | 1 Nos
19.0001 | Providing and fixing anodised aluminium work for doors, windows, ventilators and partitions with extruded built up standrad tublar and other sections of approved make confirming to IS:733 and IS:1285,anodised transparents or dyed to required shade according to IS:1868.(Minium anodic coating of grade AC 15) fixed with rawl plugs and screws or with fixing clips,or with expansion hold fastners including necessary filling up of gaps at junctions at top,bottom and sides with required PVC /neoprene felt etc. Aluminium sections shall be smooth, rust free, straight mitred and jointed mechanically wherever required including cleat angle,Aluminium snap beading for glazing/panelling C.P. brass/stainless steel screws all complete as per Architectural drawings and the directions of Engineer- in- charge.(Glazing and panelling to be paid for separately) For fixed portion. | 194 | 20 | KG | 0 |  |  | Excess(+) | 1 | Full Conversion | INR | [40 empty] | 0 | 0 | INR Zero Only | 1.01 | Supplying, Conveying and fixing spls. Including eart | item1 | 123.223 | Nos
19.0002 | For shutters of doors, windows and ventilators including providing and fixing hinges/pivots and making provision for fixing of fittings wherever required including the cost of PVC/neoprene gasket required | 195 | 20 | KG | 0 |  |  | Excess(+) | 1 | Full Conversion | INR | [40 empty] | 0 | 0 | INR Zero Only | 1.02 | Construction of chamber for 100mm sluice plates | item2 | 213 | Nos
19.0003 | Providing and fixing glazing in aluminium door,window, ventilator shutters and partitions etc. with PVC/neoprene gasket etc. complete as per the structural drawings and the direction of Engineer-in-charge.(cost of aluminium snap beading shall be paid in basic item.) | 196 |  |  | 0 |  |  | Excess(+) | 1 | Full Conversion | INR | [41 empty] | 0 |  | 1.01 | Supplying, Conveying and fixing spls. Including eart | item1 | 123.223 | Nos
19.0004 | i) With float glass panes 4 mm thickness | 197 | 2 | Sq.M | 0 |  |  | Excess(+) | 1 | Full Conversion | INR | [40 empty] | 0 | 0 | INR Zero Only | 1.02 | Construction of chamber for 100mm sluice plates | item2 | 213 | Nos
19.0005 | With float glass panes of 5.50 mm thikness | 198 | 2 | Sq.M | 0 |  |  | Excess(+) | 1 | Full Conversion | INR | [40 empty] | 0 | 0 | INR Zero Only | 1.01 | Supplying, Conveying and fixing spls. Including eart | item1 | 123.223 | Nos
19.0006 | Providing and fixing double action hydraulic floor spring of approved brand and manufacture IS : 6315 marked, Hardwyn make (Model 3000) or equivalent for doors including cost of cutting floors a required, embedding in floors and coverplates with brass pivot and single piece M.S. Sheet outer box with slide plate etc. complete as per the direction ofEngineer-in-charge. With Stainless Steel cover plate | 199 | 1 | EACH | 0 |  |  | Excess(+) | 1 | Full Conversion | INR | [40 empty] | 0 | 0 | INR Zero Only | 1.02 | Construction of chamber for 100mm sluice plates | item2 | 213 | Nos
19.0007 | Chapter 22 Water Proofing | 200 | [52 empty] | 1 | Construction of chamber for 100mm sluices valve | item1 | 10 | 1 Nos
19.0008 | Regrading terracing of mud phaska covered with tiles or bricks, in cement by dismantling tiles or bricks, removing mud plaster preparing the surface of mud phaska to proper slope relaying plaster gobri leaping and tiles or bricks, grouted in cement mortar 1:3(1 cement: 3 fine sand) including replacing unserviceable tiles or bricks with new ones and disposal of unserviceable material to the dumping ground(the cost of the new tiles or bricks excluded) within 50 mtrs. lead. | 201 | 5 | Sqm | 0 |  |  | Excess(+) | 1 | Full Conversion | INR | [40 empty] | 0 | 0 | INR Zero Only | 1.01 | Supplying, Conveying and fixing spls. Including eart | item1 | 123.223 | Nos
20 | Chapter 23 Rain water Harvesting and Tubewells | 202 | [52 empty] | 1 | Construction of chamber for 100mm sluices valve | item1 | 10 | 1 Nos
20.0001 | Boring with 100 mm diameter casing/stainer pipe for hand pump /tube well in all soils except ordanary hard rock requiring blasting including removing the casing pipe after the hand pipe/tube well is lowered and tested Upto 6 metres depth. | 203 | 5 | Metre | 0 |  |  | Excess(+) | 1 | Full Conversion | INR | [40 empty] | 0 | 0 | INR Zero Only | 1.02 | Construction of chamber for 100mm sluice plates | item2 | 213 | Nos
21 | NS Item | 204 | [52 empty] | 1 | Construction of chamber for 100mm sluices valve | item1 | 10 | 1 Nos
21.0001 | Providing and fixing washing hand spray jet of approved quality to European type WC including making all connection to existing water supply system. | 205 | 20 | Each | 0 |  |  | Excess(+) | 1 | Full Conversion | INR | [40 empty] | 0 | 0 | INR Zero Only | 1.01 | Supplying, Conveying and fixing spls. Including eart | item1 | 123.223 | Nos
21.0002 | Providing and fixing decorative high pressure laminated sheet of plain / wood grain in gloss / matt / suede finish with high density protective surface layer and reverse side of adhesive bonding quality conforming to IS : 2046 type S, including cost of adhesive of approved quality: 1.00 MM thick | 206 | 2 | Sq.M. | 0 |  |  | Excess(+) | 1 | Full Conversion | INR | [40 empty] | 0 | 0 | INR Zero Only | 1.02 | Construction of chamber for 100mm sluice plates | item2 | 213 | Nos
21.0003 | Providing and fixing 22 SWG ( 0.7 mm ) thick Aluminium sheet to doors including cutting and fixing with suitable nails/screws complete. ( The area of Aluminium sheet actually fixed in position will be measured for payment). | 207 | 3 | Sq.M. | 0 |  |  | Excess(+) | 1 | Full Conversion | INR | [40 empty] | 0 | 0 | INR Zero Only | 1.02 | Construction of chamber for 100mm sluice plates | item2 | 213 | Nos
21.0004 | Hacking R.C.C./P.C.C. surface for roughening to get a good bond including disposal of rubbish (Any where in NFL Complex ) | 208 | 60 | Sq.M | 0 |  |  | Excess(+) | 1 | Full Conversion | INR | [40 empty] | 0 | 0 | INR Zero Only | 1.01 | Supplying, Conveying and fixing spls. Including eart | item1 | 123.223 | Nos
21.0005 | Chipping of plain cement concrete or R.C.C. upto 25 mm depth on floors, walls, roofs, columns pillars for exposing reinforcement or for roughening the area at all heights and depths. | 209 | 170 | Sq.M | 0 |  |  | Excess(+) | 1 | Full Conversion | INR | [40 empty] | 0 | 0 | INR Zero Only | 1.02 | Construction of chamber for 100mm sluice plates | item2 | 213 | Nos
21.0006 | Making pockets in R.C.C. or P.C.C. upto 200 mm depth/with size of pockets upto 150x150 mm at vertical/Horizental surfaces at all heights & depths complete including making good wherever required. | 210 | 10 | Each | 0 |  |  | Excess(+) | 1 | Full Conversion | INR | [40 empty] | 0 | 0 | INR Zero Only | 1.01 | Supplying, Conveying and fixing spls. Including eart | item1 | 123.223 | Nos
21.0007 | Making pockets in bricks work in cement mortar upto200 mm depth with size of pocket upto 200x200 mm at vertical/Horizental surface at all heights & depth complete including making good wherever required. | 211 | 25 | Each | 0 |  |  | Excess(+) | 1 | Full Conversion | INR | [40 empty] | 0 | 0 | INR Zero Only | 1.02 | Construction of chamber for 100mm sluice plates | item2 | 213 | Nos
21.0008 | Cutting bitumenous/water bound road including disposal of surplus material any wherever within NFL complex but wihtout making good the same. | 212 | 1 | Sq.M | 0 |  |  | Excess(+) | 1 | Full Conversion | INR | [40 empty] | 0 | 0 | INR Zero Only | 1.01 | Supplying, Conveying and fixing spls. Including eart | item1 | 123.223 | Nos
21.0009 | Grinding the existing Marble stones / Mosaic floors, skirting, dados , platform , or any other area manually or by machines including finishing, polishing complete ( Thegrinding stone, machine, polish & detergents will be arranged by the contractor at his cost: Ordinary finish | 213 | 45 | Sq.M. | 0 |  |  | Excess(+) | 1 | Full Conversion | INR | [40 empty] | 0 | 0 | INR Zero Only | 1.02 | Construction of chamber for 100mm sluice plates | item2 | 213 | Nos
21.001 | Making good the pockets in RCC/PCC or Brick workwith Cement concrete 1:2:4(1Cement:2C.Sand:4Graded Stone aggregate) | 214 | 30 | Each | 0 |  |  | Excess(+) | 1 | Full Conversion | INR | [40 empty] | 0 | 0 | INR Zero Only | 1.01 | Supplying, Conveying and fixing spls. Including eart | item1 | 123.223 | Nos
21.0011 | Removing and refixing of RCC covers slabs from/ ondrains / pipes trenches/ cables as the case may be in theplant or outside plant area in following sizes irrespective of the thickness/width of the slab | 215 | [52 empty] | 1 | Construction of chamber for 100mm sluices valve | item1 | 10 | 1 Nos
21.0012 | Span of slab upto 500 mm | 216 | 3 | Each | 0 |  |  | Excess(+) | 1 | Full Conversion | INR | [40 empty] | 0 | 0 | INR Zero Only | 1.02 | Construction of chamber for 100mm sluice plates | item2 | 213 | Nos
21.0013 | Span of slab from 501 to 1000 mm | 217 | 30 | Each | 0 |  |  | Excess(+) | 1 | Full Conversion | INR | [40 empty] | 0 | 0 | INR Zero Only | 1.01 | Supplying, Conveying and fixing spls. Including eart | item1 | 123.223 | Nos
21.0014 | Span of slab above 1000 mm | 218 | 25 | Each | 0 |  |  | Excess(+) | 1 | Full Conversion | INR | [40 empty] | 0 | 0 | INR Zero Only | 1.02 | Construction of chamber for 100mm sluice plates | item2 | 213 | Nos
21.0015 | Erection / fixing in position to the true line and level the Safety sign boards ( Only erction charges of boards) | 219 | 5 | Each | 0 |  |  | Excess(+) | 1 | Full Conversion | INR | [40 empty] | 0 | 0 | INR Zero Only | 1.01 | Supplying, Conveying and fixing spls. Including eart | item1 | 123.223 | Nos
21.0016 | Erection of Air Cooler / Air Conditioner in window of quarters/offices including dismantalling of window shutters, cutting of grills making holes in walls, grouting of supports after fixing wooden battens / steel frame wherever required, erecting the cooler / A.C in position closing the opening with plywood and screws ,making good the surface to its original condition/ shape,complete (wooden batten / steel frames and ply wood will be supplied free of cost by NFL / only for Public Building) | 220 | [52 empty] | 1 | Construction of chamber for 100mm sluices valve | item1 | 10 | 1 Nos
21.0017 | Ground Floor | 221 | 60 | Each | 0 |  |  | Excess(+) | 1 | Full Conversion | INR | [40 empty] | 0 | 0 | INR Zero Only | 1.02 | Construction of chamber for 100mm sluice plates | item2 | 213 | Nos
21.0018 | First floor | 222 | 20 | Each | 0 |  |  | Excess(+) | 1 | Full Conversion | INR | [40 empty] | 0 | 0 | INR Zero Only | 1.01 | Supplying, Conveying and fixing spls. Including eart | item1 | 123.223 | Nos
21.0019 | Only erection of Cooler / AC to the already installed supports including removal of window shutter, cutting of grills wherever required OR dismantalling / unloading of cooler / A.C from its erected position and re-fixingof plywood/window shutters / panes as the case may be. | 223 | 10 | Each | 0 |  |  | Excess(+) | 1 | Full Conversion | INR | [40 empty] | 0 | 0 | INR Zero Only | 1.02 | Construction of chamber for 100mm sluice plates | item2 | 213 | Nos
21.002 | Errection of geysers / Exhaust fans of all sizes including making holes in walls grouting of bolts wherever required andre connecting of water supply system | 224 | 35 | Each | 0 |  |  | Excess(+) | 1 | Full Conversion | INR | [40 empty] | 0 | 0 | INR Zero Only | 1.01 | Supplying, Conveying and fixing spls. Including eart | item1 | 123.223 | Nos
21.0021 | Lowering of geysers / Exhaust fans of all sizes including disconnecting of water supply system. | 225 | 20 | Each | 0 |  |  | Excess(+) | 1 | Full Conversion | INR | [40 empty] | 0 | 0 | INR Zero Only | 1.02 | Construction of chamber for 100mm sluice plates | item2 | 213 | Nos
21.0022 | Repair of cracked AC sheets in patches (area of single patch not exceeding0.50 Sq.M ) by fixing AC Sheet pieces by providing and applying sealing compound whatever required at all heights etc complete | 226 | 15 | Each | 0 |  |  | Excess(+) | 1 | Full Conversion | INR | [40 empty] | 0 | 0 | INR Zero Only | 1.01 | Supplying, Conveying and fixing spls. Including eart | item1 | 123.223 | Nos
21.0023 | Fixing / Replalcing of AC/CGI /FRP/ / Aluminium / Translucent plain, or corrugated sheets &fittings for all heights etc including providing and and fixing nuts , bolts, GI , J or L hooks,bitumen washers , GI washers etc. complete. ( Sheets & fittings shall besupplied free of cost by NFL.supplied it's Stores but carriage of the same shall be done by contractor at his cost)) | 227 | 40 | Sq.M | 0 |  |  | Excess(+) | 1 | Full Conversion | INR | [40 empty] | 0 | 0 | INR Zero Only | 1.02 | Construction of chamber for 100mm sluice plates | item2 | 213 | Nos
21.0024 | Providing & fixing G. I. barbed wire fencing at missing locations / replacing the old damaged barbed wire to its entire elevation area with RCC / structural steel fencing poles At ground level or at top of boundary wall or at any other locations including dismantling of old barbed wire, wherever required complete. | 228 | 40 | KG | 0 |  |  | Excess(+) | 1 | Full Conversion | INR | [40 empty] | 0 | 0 | INR Zero Only | 1.01 | Supplying, Conveying and fixing spls. Including eart | item1 | 123.223 | Nos
21.0025 | Providing & Fixing / replacing C.P. Brass waste for kitchen sink / wash . basins etc. : | 229 | [52 empty] | 1 | Construction of chamber for 100mm sluices valve | item1 | 10 | 1 Nos
21.0026 | For Sinks 50 mm dia | 230 | 50 | Each | 0 |  |  | Excess(+) | 1 | Full Conversion | INR | [40 empty] | 0 | 0 | INR Zero Only | 1.02 | Construction of chamber for 100mm sluice plates | item2 | 213 | Nos
21.0027 | For Sinks 40 mm dia | 231 | 20 | Each | 0 |  |  | Excess(+) | 1 | Full Conversion | INR | [40 empty] | 0 | 0 | INR Zero Only | 1.01 | Supplying, Conveying and fixing spls. Including eart | item1 | 123.223 | Nos
21.0028 | For Wash basins 32 mm dia | 232 | 30 | Each | 0 |  |  | Excess(+) | 1 | Full Conversion | INR | [40 empty] | 0 | 0 | INR Zero Only | 1.02 | Construction of chamber for 100mm sluice plates | item2 | 213 | Nos
21.0029 | Providing and fixing / replacing C.P. brass pillar cock 15 mm including removing old cock wherever required. | 233 | 12 | Each | 0 |  |  | Excess(+) | 1 | Full Conversion | INR | [40 empty] | 0 | 0 | INR Zero Only | 1.02 | Construction of chamber for 100mm sluice plates | item2 | 213 | Nos
21.003 | Providing and fixing / Replacing PVC syphon with fittings of approved quality for low level flushing ciltern. | 234 | 55 | Each | 0 |  |  | Excess(+) | 1 | Full Conversion | INR | [40 empty] | 0 | 0 | INR Zero Only | 1.01 | Supplying, Conveying and fixing spls. Including eart | item1 | 123.223 | Nos
21.0031 | Repair of Bib Cock / Stop Cock / Pillar Cock/ Ball cock/ Ball valve | 235 |  |  | 0 |  |  | Excess(+) | 1 | Full Conversion | INR | [41 empty] | 0 |  | 1.02 | Construction of chamber for 100mm sluice plates | item2 | 213 | Nos
21.0032 | By adjustment or / and by providing washers | 236 | 4450 | Each | 0 |  |  | Excess(+) | 1 | Full Conversion | INR | [40 empty] | 0 | 0 | INR Zero Only | 1.01 | Supplying, Conveying and fixing spls. Including eart | item1 | 123.223 | Nos
21.0033 | By providing / replacing Brass face | 237 | 70 | Each | 0 |  |  | Excess(+) | 1 | Full Conversion | INR | [40 empty] | 0 | 0 | INR Zero Only | 1.02 | Construction of chamber for 100mm sluice plates | item2 | 213 | Nos
21.0034 | Fixing old / dismentalled GI Pipe lines in Internal / External water supply System including all necessary New GI Fittings. ( NFL shall provide only old GI Pipes at it's stores) | 238 | [52 empty] | 1 | Construction of chamber for 100mm sluices valve | item1 | 10 | 1 Nos
21.0035 | 15 mm nominal bore | 239 | 130 | Metre | 0 |  |  | Excess(+) | 1 | Full Conversion | INR | [40 empty] | 0 | 0 | INR Zero Only | 1.01 | Supplying, Conveying and fixing spls. Including eart | item1 | 123.223 | Nos
21.0036 | 20 mm & 20 mm nominal bore | 240 | 35 | Metre | 0 |  |  | Excess(+) | 1 | Full Conversion | INR | [40 empty] | 0 | 0 | INR Zero Only | 1.02 | Construction of chamber for 100mm sluice plates | item2 | 213 | Nos
21.0037 | 25 mm nominal bore | 241 | 5 | Metre | 0 |  |  | Excess(+) | 1 | Full Conversion | INR | [40 empty] | 0 | 0 | INR Zero Only | 1.01 | Supplying, Conveying and fixing spls. Including eart | item1 | 123.223 | Nos
21.0038 | Providing and Fixing / replacing GI Fittings such as Tee's, Bends, Sockets, Nipples, Union or any other GI fittings in the old / New water supply Lines | 242 | [52 empty] | 1 | Construction of chamber for 100mm sluices valve | item1 | 10 | 1 Nos
21.0039 | 15 mm nominal bore | 243 | 750 | Each | 0 |  |  | Excess(+) | 1 | Full Conversion | INR | [40 empty] | 0 | 0 | INR Zero Only | 1.02 | Construction of chamber for 100mm sluice plates | item2 | 213 | Nos
21.004 | 20 mm nominal bore | 244 | 200 | Each | 0 |  |  | Excess(+) | 1 | Full Conversion | INR | [40 empty] | 0 | 0 | INR Zero Only | 1.01 | Supplying, Conveying and fixing spls. Including eart | item1 | 123.223 | Nos
21.0041 | 32 / 40 mm nominal bore | 245 | 5 | Each | 0 |  |  | Excess(+) | 1 | Full Conversion | INR | [40 empty] | 0 | 0 | INR Zero Only | 1.02 | Construction of chamber for 100mm sluice plates | item2 | 213 | Nos
21.0042 | Providing and fixing / Replacing CI, P or S Trap for WC seat of size 75-100 mm with necessary material including dismantalling the old damaed piece. | 246 | 10 | Each | 0 |  |  | Excess(+) | 1 | Full Conversion | INR | [40 empty] | 0 | 0 | INR Zero Only | 1.01 | Supplying, Conveying and fixing spls. Including eart | item1 | 123.223 | Nos
21.0043 | Rectification of seepage from WC / floor traps includingdemolishing of floors, walls etc. and making good the same in original condition to make it leak proof . | 247 | 100 | Each | 0 |  |  | Excess(+) | 1 | Full Conversion | INR | [40 empty] | 0 | 0 | INR Zero Only | 1.02 | Construction of chamber for 100mm sluice plates | item2 | 213 | Nos
21.0044 | Providing & Fixing PVC long Bend with Flushing Pipe 32mm dia heavy duty with brass coupling etc. complete | 248 | 50 | Each | 0 |  |  | Excess(+) | 1 | Full Conversion | INR | [40 empty] | 0 | 0 | INR Zero Only | 1.02 | Construction of chamber for 100mm sluice plates | item2 | 213 | Nos
21.0045 | Providing and fixing / Replacing the following fittings of PVC Low level flushing cistern: PVC washer for Syphon | 249 | 210 | Each | 0 |  |  | Excess(+) | 1 | Full Conversion | INR | [40 empty] | 0 | 0 | INR Zero Only | 1.01 | Supplying, Conveying and fixing spls. Including eart | item1 | 123.223 | Nos
21.0046 | Repairs / rectification / adjustment of high level / low level flushing cistern / urinal cistern ,complete to avoid overflow and for smooth functioning. | 250 | 1760 | Each | 0 |  |  | Excess(+) | 1 | Full Conversion | INR | [40 empty] | 0 | 0 | INR Zero Only | 1.02 | Construction of chamber for 100mm sluice plates | item2 | 213 | Nos
21.0047 | Refixing of Kitchen Sink / wash basin including removal of the old sink / wash basin alongwith fittings, refixing the fittings, adjustment oflevel of brackets as per site requirements | 251 | 50 | Each | 0 |  |  | Excess(+) | 1 | Full Conversion | INR | [40 empty] | 0 | 0 | INR Zero Only | 1.01 | Supplying, Conveying and fixing spls. Including eart | item1 | 123.223 | Nos
21.0048 | Repairing/serviceing of rolling collapsibel/shutters of garrages (excluding the cost ofspare parts) including dismentalling of shutters and fiittings whereverrequired, oiling greasing etc. removing dents, fixing inposition, the loosepart of the shutters and its accessories with nuts,bolts nails etc. completefor smooth functioning of the shutter (Paymentto be made for clearopening at the shutter). | 252 |  |  | 0 |  |  | Excess(+) | 1 | Full Conversion | INR | [41 empty] | 0 |  | 1.02 | Construction of chamber for 100mm sluice plates | item2 | 213 | Nos
21.0049 | Rolling shutter. | 253 | 15 | Each | 0 |  |  | Excess(+) | 1 | Full Conversion | INR | [40 empty] | 0 | 0 | INR Zero Only | 1.02 | Construction of chamber for 100mm sluice plates | item2 | 213 | Nos
21.005 | Cleaning of sewer lines of any size of effluent sewer / chemicals sewers for smooth functning of sewer lines including removing chockings and removing / refixing of CI / MS or concrete covers, in the sewers with all labour and tools and cleaning of manholes: | 254 | [52 empty] | 1 | Construction of chamber for 100mm sluices valve | item1 | 10 | 1 Nos
21.0051 | Upto 1 M depth | 255 | 500 | Metre | 0 |  |  | Excess(+) | 1 | Full Conversion | INR | [40 empty] | 0 | 0 | INR Zero Only | 1.01 | Supplying, Conveying and fixing spls. Including eart | item1 | 123.223 | Nos
21.0052 | More than 1 M Depth | 256 | 400 | Meter | 0 |  |  | Excess(+) | 1 | Full Conversion | INR | [40 empty] | 0 | 0 | INR Zero Only | 1.02 | Construction of chamber for 100mm sluice plates | item2 | 213 | Nos
21.0053 | Cleaning /removing chocking of Manhole of any size / depth including taking out muck / debries for smooth flow of sewers | 257 | 400 | Each | 0 |  |  | Excess(+) | 1 | Full Conversion | INR | [40 empty] | 0 | 0 | INR Zero Only | 1.01 | Supplying, Conveying and fixing spls. Including eart | item1 | 123.223 | Nos
21.0054 | Cleaning / sweeping of roofs / tarraces or floors , from accummulation of Ash / dust / loose materials and or uprooting rank vegitaion / leaning algi etc. of the Public Building in Township/ Electrical Station including cleaning of outlet points of Rain Water Pipes,collecting the sweeped materials and bringing the same to the ground / upto 50 M lead complete Roofs / tarraces . | 258 | 5000 | Sq.M | 0 |  |  | Excess(+) | 1 | Full Conversion | INR | [40 empty] | 0 | 0 | INR Zero Only | 1.02 | Construction of chamber for 100mm sluice plates | item2 | 213 | Nos
21.0055 | Cleaning and removing chocking form gutters, rain waterpipes including removal of debries up to 50 Mtr lead,tightening the nuts and bolts and or providing new nuts and bolts after removing the old/ damaged nuts/ bolts to the supports of gutters and clamps of rain water pipes complete. (AC/SCI pipees and fittings if required, replacement will be supplied by NFL) | 259 | [52 empty] | 1 | Construction of chamber for 100mm sluices valve | item1 | 10 | 1 Nos
21.0056 | pipe from plinth level to the gutter level | 260 | 3 | Each | 0 |  |  | Excess(+) | 1 | Full Conversion | INR | [40 empty] | 0 | 0 | INR Zero Only | 1.02 | Construction of chamber for 100mm sluice plates | item2 | 213 | Nos
21.0057 | Making arrangement to remove accumulation of water from the road berms either by making road cuts on road berms or by some other normal arrangement as directed . | 261 | 350 | Metre | 0 |  |  | Excess(+) | 1 | Full Conversion | INR | [40 empty] | 0 | 0 | INR Zero Only | 1.01 | Supplying, Conveying and fixing spls. Including eart | item1 | 123.223 | Nos
21.0058 | Desilting by removing muck / sl;ush / Earth in muddy /slushy and in foul condition from the running drains carrying plant effluents from Plantincluding taking outthe slush / muck from the drains & hume pipe or RCC slab culverts and transporting the muck within one Km lead i.e. any where within plant area andcleaning the site complete in all respects. | 262 | 1 | Cu.M | 0 |  |  | Excess(+) | 1 | Full Conversion | INR | [40 empty] | 0 | 0 | INR Zero Only | 1.02 | Construction of chamber for 100mm sluice plates | item2 | 213 | Nos
21.0059 | Replacement of fly proof galvanished M.S. wire gauge to doors. Windows etc. (Wire gauge designation 85G with wire dia 0.56mm). With old / by providing new wooden beeding | 263 | 220 | Sq.M | 0 |  |  | Excess(+) | 1 | Full Conversion | INR | [40 empty] | 0 | 0 | INR Zero Only | 1.01 | Supplying, Conveying and fixing spls. Including eart | item1 | 123.223 | Nos
21.006 | Repair / fixing of damaged wire gauge of existing doors / windows by tightning , nailing, and fixing wooden beeding wherever required | 264 | [52 empty] | 1 | Construction of chamber for 100mm sluices valve | item1 | 10 | 1 Nos
21.0061 | Doors | 265 | 855 | Each | 0 |  |  | Excess(+) | 1 | Full Conversion | INR | [40 empty] | 0 | 0 | INR Zero Only | 1.02 | Construction of chamber for 100mm sluice plates | item2 | 213 | Nos
21.0062 | Windows | 266 | 110 | Each | 0 |  |  | Excess(+) | 1 | Full Conversion | INR | [40 empty] | 0 | 0 | INR Zero Only | 1.01 | Supplying, Conveying and fixing spls. Including eart | item1 | 123.223 | Nos
21.0063 | Providing and fixing / replacing approved quality hydraulic door closure to door including removal of old one if any. | 267 | 20 | Each | 0 |  |  | Excess(+) | 1 | Full Conversion | INR | [40 empty] | 0 | 0 | INR Zero Only | 1.02 | Construction of chamber for 100mm sluice plates | item2 | 213 | Nos
21.0064 | Repair / adjusting the speed of of Hydralic door closers for smooth functioning | 268 | 35 | Each | 0 |  |  | Excess(+) | 1 | Full Conversion | INR | [40 empty] | 0 | 0 | INR Zero Only | 1.01 | Supplying, Conveying and fixing spls. Including eart | item1 | 123.223 | Nos
21.0065 | Providing and fixing / replacing bright finished or/and black enamelled MS helical door spring / coil spring with necessary nuts / bolts / nails / screws etc | 269 | 130 | Each | 0 |  |  | Excess(+) | 1 | Full Conversion | INR | [40 empty] | 0 | 0 | INR Zero Only | 1.02 | Construction of chamber for 100mm sluice plates | item2 | 213 | Nos
21.0066 | Providing and fixing wooden cleats of size 100mm x 75mm x 50mm to doors & windows withapproved fittings including removal of old cleats wherever necessary | 270 | 30 | Each | 0 |  |  | Excess(+) | 1 | Full Conversion | INR | [40 empty] | 0 | 0 | INR Zero Only | 1.02 | Construction of chamber for 100mm sluice plates | item2 | 213 | Nos
21.0067 | Fixing / refixing on the existing pegs / by providing new pegs(Gitties) / rowal plugs by drilling | 271 | [52 empty] | 1 | Construction of chamber for 100mm sluices valve | item1 | 10 | 1 Nos
21.0068 | Glass shelves | 272 | 275 | Each | 0 |  |  | Excess(+) | 1 | Full Conversion | INR | [40 empty] | 0 | 0 | INR Zero Only | 1.02 | Construction of chamber for 100mm sluice plates | item2 | 213 | Nos
21.0069 | Glass of Glass shelf | 273 | 40 | Each | 0 |  |  | Excess(+) | 1 | Full Conversion | INR | [40 empty] | 0 | 0 | INR Zero Only | 1.01 | Supplying, Conveying and fixing spls. Including eart | item1 | 123.223 | Nos
21.007 | Looking Mirror with existing AC Sheet / Ply Backing | 274 | 150 | Each | 0 |  |  | Excess(+) | 1 | Full Conversion | INR | [40 empty] | 0 | 0 | INR Zero Only | 1.02 | Construction of chamber for 100mm sluice plates | item2 | 213 | Nos
21.0071 | Towel Rail / Ring / Soap Contaianer / Soap dish | 275 | 200 | Each | 0 |  |  | Excess(+) | 1 | Full Conversion | INR | [40 empty] | 0 | 0 | INR Zero Only | 1.01 | Supplying, Conveying and fixing spls. Including eart | item1 | 123.223 | Nos
21.0072 | Pelmets / Curtain Rods / Hanger rod of CupBoard / Frames / Boards / or any other similar item | 276 | 800 | Each | 0 |  |  | Excess(+) | 1 | Full Conversion | INR | [40 empty] | 0 | 0 | INR Zero Only | 1.02 | Construction of chamber for 100mm sluice plates | item2 | 213 | Nos
21.0073 | Adjusting Drawer of Cup Board for smooth operation | 277 | 100 | Each | 0 |  |  | Excess(+) | 1 | Full Conversion | INR | [40 empty] | 0 | 0 | INR Zero Only | 1.01 | Supplying, Conveying and fixing spls. Including eart | item1 | 123.223 | Nos
21.0074 | Fixing Old glass panes in windows / ventilators by providing Putty / wooden beading wherever required. ( Old Dismentalled glass to be reused by cutting to required sizes) | 278 | 10 | Sq.M | 0 |  |  | Excess(+) | 1 | Full Conversion | INR | [40 empty] | 0 | 0 | INR Zero Only | 1.02 | Construction of chamber for 100mm sluice plates | item2 | 213 | Nos
21.0075 | Removing grill from window / ventilators including un screwing / cutting by Hexa blade. | 279 | 4 | Each | 0 |  |  | Excess(+) | 1 | Full Conversion | INR | [40 empty] | 0 | 0 | INR Zero Only | 1.01 | Supplying, Conveying and fixing spls. Including eart | item1 | 123.223 | Nos
21.0076 | Fixing of Grills in wooden chokhats with screws / or in concrete / brick masonary (labout charges only) | 280 | 60 | Each | 0 |  |  | Excess(+) | 1 | Full Conversion | INR | [40 empty] | 0 | 0 | INR Zero Only | 1.02 | Construction of chamber for 100mm sluice plates | item2 | 213 | Nos
21.0077 | Fixing / replacing of safety lock / mortice lock to the door shutters with necessary nuts, bolts and screws . (Only lock shall be issued free by NFL). | 281 | 16 | Each | 0 |  |  | Excess(+) | 1 | Full Conversion | INR | [40 empty] | 0 | 0 | INR Zero Only | 1.01 | Supplying, Conveying and fixing spls. Including eart | item1 | 123.223 | Nos
21.0078 | Providing & Fixing / replacing levers / Handles of Mortise Locks with all necssary screws. | 282 | 1 | Each | 0 |  |  | Excess(+) | 1 | Full Conversion | INR | [40 empty] | 0 | 0 | INR Zero Only | 1.02 | Construction of chamber for 100mm sluice plates | item2 | 213 | Nos
21.0079 | Providing and fixing good quality looking mirror of any size fixed on a baseof 6 mm thick ply wood / plain AC sheet with 60 x 20 mm beading of teakwood as framed complete one, if required | 283 | 1 | Sq.M | 0 |  |  | Excess(+) | 1 | Full Conversion | INR | [40 empty] | 0 | 0 | INR Zero Only | 1.01 | Supplying, Conveying and fixing spls. Including eart | item1 | 123.223 | Nos
21.008 | Preparation of door shutter from old / damaged / removed shutter by using the serviceable wooden materials fittings of old shutters. (panels of shutters if required to be replaced shall be paid extra ) | 284 | 600 | Each | 0 |  |  | Excess(+) | 1 | Full Conversion | INR | [40 empty] | 0 | 0 | INR Zero Only | 1.02 | Construction of chamber for 100mm sluice plates | item2 | 213 | Nos
21.0081 | Preparation of window shutter from old / damaged / removed shutter by using the serviceable materials / fittings of old shutter. | 285 | 600 | Each | 0 |  |  | Excess(+) | 1 | Full Conversion | INR | [40 empty] | 0 | 0 | INR Zero Only | 1.01 | Supplying, Conveying and fixing spls. Including eart | item1 | 123.223 | Nos
21.0082 | Repair in patches upto 300mm length to wooden doors chowkhats infixed position with old/new wooden section including jointing with fevicol /nails, refixing of shutters adjusting the shutter by cutting, plaining / easing / oiling for smooth functioning complete wherever required and repair to ]floors etc.complete as per site requirement. | 286 | 125 | Each | 0 |  |  | Excess(+) | 1 | Full Conversion | INR | [40 empty] | 0 | 0 | INR Zero Only | 1.02 | Construction of chamber for 100mm sluice plates | item2 | 213 | Nos
21.0083 | Replacement / fixing door / window wooden or Structural steel chowkhats including cutting masonary / hold fasts and removing the existing damaged chowkhat alongwith shutter,fixing holdfasts in cementconcrete 1:3:6 (1 cement:3 coarse sand:6 stone aggregate 20mm nominalsize) painting a coat of coal tar to sides of wooden chowkhats ,refixing theshutter(s) with old hinges and screws or by providing & Fixing new hingesand screws adjusting he shuttter by cutting, plainig / easing / oiling for smooth functioning wherever reqiured , and making good the damages to walls and floors,to match the existing surface complete. | 287 | 1 | Each | 0 |  |  | Excess(+) | 1 | Full Conversion | INR | [40 empty] | 0 | 0 | INR Zero Only | 1.01 | Supplying, Conveying and fixing spls. Including eart | item1 | 123.223 | Nos
21.0084 | Easing / oiling of door / window / ventilator shutters for its smooth functioning by planing or rectification of hinges by providing new screws, or setting right the sliding door bolt, tower bolts handels by providing new screws etc.(Each Door or Window or ventilator opening / chowkhat shall be measured as 1 (One) unit irrespetive of the Nos.& type of shutters it contains) | 288 | 4500 | Each | 0 |  |  | Excess(+) | 1 | Full Conversion | INR | [40 empty] | 0 | 0 | INR Zero Only | 1.02 | Construction of chamber for 100mm sluice plates | item2 | 213 | Nos
21.0085 | Providing & Fixing 2mm thick rubber strip into doors upto75mm wide including fixing with 20mm Aluminium strip& Nails Screws Complete | 289 | 150 | Metre | 0 |  |  | Excess(+) | 1 | Full Conversion | INR | [40 empty] | 0 | 0 | INR Zero Only | 1.01 | Supplying, Conveying and fixing spls. Including eart | item1 | 123.223 | Nos
21.0086 | Repair/maintenane of already installed Aluminium door shutters in control rooms or other places at all heightsincluding replacement of cap Washers of hinges, oil seals of floor door springs, greasingfixing of damaged/missing rubber lining,replacement of damaged/missing aluminium glazing strips, removal and installation of shutters if required for to put it in good working conditionvcomplete in all respects as per the direction of Engr-in-charge(Nothing extra shall be paidof the minor replacements. Each dorr frame irrespective of the Nos. of shutters it contains, shall be treated and measured as One unit) | 290 | 10 | Each | 0 |  |  | Excess(+) | 1 | Full Conversion | INR | [40 empty] | 0 | 0 | INR Zero Only | 1.02 | Construction of chamber for 100mm sluice plates | item2 | 213 | Nos
21.0087 | Removing peepal or other sapling of trees of 1.00 M height (minimum) from top of building roofs, walls and chhajjas including uprooting the tree,removing tiles/bricks andrefixing the same with cement mortar wherever required, to original condition complete | 291 | 50 | Each | 0 |  |  | Excess(+) | 1 | Full Conversion | INR | [40 empty] | 0 | 0 | INR Zero Only | 1.01 | Supplying, Conveying and fixing spls. Including eart | item1 | 123.223 | Nos
21.0088 | Repairs to RCC chhajjas of all sizes and thickness including dismantling the damaged portionand redoing the same withcement concrete/cement mortar scaffolding, centering, shuttering and finishing complete ( Bottom Size of Chhaja to be measured for payment. Cement consumption shall be 0.10 Quintal per Sq.M ) | 292 | 115 | Sq.M | 0 |  |  | Excess(+) | 1 | Full Conversion | INR | [40 empty] | 0 | 0 | INR Zero Only | 1.02 | Construction of chamber for 100mm sluice plates | item2 | 213 | Nos
21.0089 | Providing & fixing water proof ply on/around fan hoods of cooling/stipping towers or on any portion interior/exterior of the said structure or anywhere in the plant area / Township Area ,with necessary nails/scewsincluding fixing the ply wood in the shape as per site requirement (payment for actual ply wood area shall be made. SS Nails, Nuts & Bolts if requred to be fixed shall be supplied free by NFL) | 293 | [52 empty] | 1 | Construction of chamber for 100mm sluices valve | item1 | 10 | 1 Nos
21.009 | 12mm thick marrine (water proof) ply | 294 | 60 | Sq.M | 0 |  |  | Excess(+) | 1 | Full Conversion | INR | [40 empty] | 0 | 0 | INR Zero Only | 1.01 | Supplying, Conveying and fixing spls. Including eart | item1 | 123.223 | Nos
21.0091 | 6 mm - do - | 295 | 5 | Sq.M | 0 |  |  | Excess(+) | 1 | Full Conversion | INR | [40 empty] | 0 | 0 | INR Zero Only | 1.02 | Construction of chamber for 100mm sluice plates | item2 | 213 | Nos
21.0092 | 4mm - do - | 296 | 10 | Sq.M | 0 |  |  | Excess(+) | 1 | Full Conversion | INR | [40 empty] | 0 | 0 | INR Zero Only | 1.01 | Supplying, Conveying and fixing spls. Including eart | item1 | 123.223 | Nos
21.0093 | 4mm thick commercial ply | 297 | 70 | Sq.M. | 0 |  |  | Excess(+) | 1 | Full Conversion | INR | [40 empty] | 0 | 0 | INR Zero Only | 1.02 | Construction of chamber for 100mm sluice plates | item2 | 213 | Nos
21.0094 | Replacement of damaged floor door springs including(double action) of heavy duty ISI mark | 298 | 1 | Each | 0 |  |  | Excess(+) | 1 | Full Conversion | INR | [40 empty] | 0 | 0 | INR Zero Only | 1.01 | Supplying, Conveying and fixing spls. Including eart | item1 | 123.223 | Nos
21.0095 | Labour charges for fixing old available water proof ply /commerial ply on/around fan hoods ofcooling/stippingtowers or on any portion interior/exterior of the said structure or anywhere in the plant / Township area with necessarynails/scews including fixing the ply wood in the shape as per site requirement(payment for actual ply wood area shall be made. SS Nails, Nuts & Bolts if required to be fixed , shall be supplid free by NFL) | 299 | [52 empty] | 1 | Construction of chamber for 100mm sluices valve | item1 | 10 | 1 Nos
21.0096 | 12mm / 9 mm thick | 300 | 2 | Sq.M | 0 |  |  | Excess(+) | 1 | Full Conversion | INR | [40 empty] | 0 | 0 | INR Zero Only | 1.02 | Construction of chamber for 100mm sluice plates | item2 | 213 | Nos
21.0097 | 6mm / 4mm thick | 301 | 2 | Sq.M. | 0 |  |  | Excess(+) | 1 | Full Conversion | INR | [40 empty] | 0 | 0 | INR Zero Only | 1.01 | Supplying, Conveying and fixing spls. Including eart | item1 | 123.223 | Nos
21.0098 | Preventive Maintenance of Raw Water Reservoir No. I & II, Filling the rat/snake holes on top of Katcha Bandhs of Raw Water Reservoir No.I &II including removal of Trees, Bushes including Preventive maintenance of the embankments like repairing of minor raincuts, preventing errosion of earth etc. on inner and outer portion of the embankments of both the reservoirs by deploying minimum one No.labour per day in general shift (8.00 AM to 5.00 PM ) -- complete as per direction of Engr.In.Charge. | 302 | 12 | Per month | 0 |  |  | Excess(+) | 1 | Full Conversion | INR | [40 empty] | 0 | 0 | INR Zero Only | 1.02 | Construction of chamber for 100mm sluice plates | item2 | 213 | Nos
21.0099 | Jointing old bricks work in F.P.S. system with new brick work in cement mortar 1:4 (1 cement: 4 coarse sand ) in metric system. | 303 | 5 | Sq.M | 0 |  |  | Excess(+) | 1 | Full Conversion | INR | [40 empty] | 0 | 0 | INR Zero Only | 1.01 | Supplying, Conveying and fixing spls. Including eart | item1 | 123.223 | Nos
21.01 | Supply of empty cement HDPE/plastic bags duly filled inwith earth/ash and stitched at top including placing in partscomplete (Qty. of earth filled to be paid separately unde rrespective item) | 304 | 26 | Each | 0 |  |  | Excess(+) | 1 | Full Conversion | INR | [40 empty] | 0 | 0 | INR Zero Only | 1.02 | Construction of chamber for 100mm sluice plates | item2 | 213 | Nos
21.0101 | Providing& Fixing of Chequered precast cement concrete tiles 22 mm thick on foot paths / courtyards / jointed with neaat cementslurry mixed with pigment to match the shade of the tileincluding rubbing and cleaning etc. on a bed of 20 mmthick of cement mortar 1 : 4 ( 1 Cement : 4 : Coarse sacd) | 305 | 2 | Sq.M | 0 |  |  | Excess(+) | 1 | Full Conversion | INR | [40 empty] | 0 | 0 | INR Zero Only | 1.01 | Supplying, Conveying and fixing spls. Including eart | item1 | 123.223 | Nos
21.0102 | Making banni with approximate size of 50mm X 50 mmSquare or 50 mm halfround with cement concrete 1 : 2 : 4 ( 1Cement : 2Coarsesand : 4 stone aggreaagare 10 mm size) | 306 | 425 | Metre | 0 |  |  | Excess(+) | 1 | Full Conversion | INR | [40 empty] | 0 | 0 | INR Zero Only | 1.02 | Construction of chamber for 100mm sluice plates | item2 | 213 | Nos
21.0103 | Dismentalling of existing damaged angle Iron nozing old rains by cutting PCC / RCC and refixing the new angle nozing to the true line and levels for supprting the drain covers by chipping the concrete for making recess for grouting with concrete and grouting the angle iron and the lugs with cement concrete including necessary shuttering / supports complete. (Concrete for grouting shall be paid seperatly under respective item of Schedule of quantities) | 307 | 1 | Metre | 0 |  |  | Excess(+) | 1 | Full Conversion | INR | [40 empty] | 0 | 0 | INR Zero Only | 1.01 | Supplying, Conveying and fixing spls. Including eart | item1 | 123.223 | Nos
21.0104 | Scouring of under ground drinking water main headers byopening of sluice / gate valves located at differentlocations, to allow flow of water in the open till clear waterstarts flowing and then closing the sluice / gate valve including removal and refixing of CI / RCC covers. | 308 | 20 | Each Valve | 0 |  |  | Excess(+) | 1 | Full Conversion | INR | [40 empty] | 0 | 0 | INR Zero Only | 1.02 | Construction of chamber for 100mm sluice plates | item2 | 213 | Nos
21.0105 | Cleaning of brick lined Horizontal & side slopes from inside of reservoirs upto water level by removing grass/vegetation etc. and disposal of the same outside Township areas. | 309 | [52 empty] | 1 | Construction of chamber for 100mm sluices valve | item1 | 10 | 1 Nos
21.0106 | Reservoir No.1 | 310 | 1 | Each operation | 0 |  |  | Excess(+) | 1 | Full Conversion | INR | [40 empty] | 0 | 0 | INR Zero Only | 1.01 | Supplying, Conveying and fixing spls. Including eart | item1 | 123.223 | Nos
21.0107 | Reservoir No.2 | 311 | 1 | Each operation | 0 |  |  | Excess(+) | 1 | Full Conversion | INR | [40 empty] | 0 | 0 | INR Zero Only | 1.02 | Construction of chamber for 100mm sluice plates | item2 | 213 | Nos
21.0108 | Providing & fixing CP 15 mm Angle valve & short neck bib cock. | 312 | 1 | Each | 0 |  |  | Excess(+) | 1 | Full Conversion | INR | [40 empty] | 0 | 0 | INR Zero Only | 1.01 | Supplying, Conveying and fixing spls. Including eart | item1 | 123.223 | Nos
21.0109 | Providing and fixing 6 mm dia CP copper pipe for water mixer etc. | 313 | 4 | Metre | 0 |  |  | Excess(+) | 1 | Full Conversion | INR | [40 empty] | 0 | 0 | INR Zero Only | 1.02 | Construction of chamber for 100mm sluice plates | item2 | 213 | Nos
21.011 | Providing and fixing CP Extension Nipple. | 314 | 3 | Each | 0 |  |  | Excess(+) | 1 | Full Conversion | INR | [40 empty] | 0 | 0 | INR Zero Only | 1.01 | Supplying, Conveying and fixing spls. Including eart | item1 | 123.223 | Nos
21.0111 | Assisting in executing various un-measurable jobs for urgent and unforeseen plant requirements / for making arrangements for organizing various functions / social activities : | 315 | [52 empty] | 1 | Construction of chamber for 100mm sluices valve | item1 | 10 | 1 Nos
21.0112 | Skilled jobs | 316 | 330 | Each | 0 |  |  | Excess(+) | 1 | Full Conversion | INR | [40 empty] | 0 | 0 | INR Zero Only | 1.02 | Construction of chamber for 100mm sluice plates | item2 | 213 | Nos
21.0113 | Un-skilled jobs | 317 | 560 | Each | 0 |  |  | Excess(+) | 1 | Full Conversion | INR | [40 empty] | 0 | 0 | INR Zero Only | 1.01 | Supplying, Conveying and fixing spls. Including eart | item1 | 123.223 | Nos
21.0114 | Providing / replacing asbestos cement 6 mm thick corrugeted sheets roofing & fixing with G.I.J. or L hooks, bolts and nuts 8mm dia G.I. plain and bitumen washers complete excluding the cost purleins rafters and trusses: corrugated sheets upto60 degree pitch For all heights of roofs/conveyers etc in township area | 318 | 10 | Sq..m | 0 |  |  | Excess(+) | 1 | Full Conversion | INR | [40 empty] | 0 | 0 | INR Zero Only | 1.02 | Construction of chamber for 100mm sluice plates | item2 | 213 | Nos
21.0115 | Providing & fixing ridges and hips in asbestos cement sheet roofing : close fitting adjustable ridges in pairs | 319 | 4 | Metre | 0 |  |  | Excess(+) | 1 | Full Conversion | INR | [40 empty] | 0 | 0 | INR Zero Only | 1.01 | Supplying, Conveying and fixing spls. Including eart | item1 | 123.223 | Nos
21.0116 | Providing & fixing plain AC sheet ceiling of approved quality with necessary nails etc. complete (frame work to be paid separately) 4 mm thick | 320 | 1 | Sq. M | 0 |  |  | Excess(+) | 1 | Full Conversion | INR | [40 empty] | 0 | 0 | INR Zero Only | 1.02 | Construction of chamber for 100mm sluice plates | item2 | 213 | Nos
21.0117 | Precast cement concrete inter locking paver (Tiles) with surface prepared with water cement ratio less than 0.3 and compressed under the Hydraulic Pressure. The compressive strength of inter locking paver shall not be less than 200 kg/CM2. | 321 | [52 empty] | 1 | Construction of chamber for 100mm sluices valve | item1 | 10 | 1 Nos
21.0118 | I Shape 200x160 mm x 60 mm | 322 | 10 | Each | 0 |  |  | Excess(+) | 1 | Full Conversion | INR | [40 empty] | 0 | 0 | INR Zero Only | 1.01 | Supplying, Conveying and fixing spls. Including eart | item1 | 123.223 | Nos
21.0119 | I Shape 200x160 mm x 80 mm | 323 | 10 | Each | 0 |  |  | Excess(+) | 1 | Full Conversion | INR | [40 empty] | 0 | 0 | INR Zero Only | 1.02 | Construction of chamber for 100mm sluice plates | item2 | 213 | Nos
21.012 | Supply of Mechanical excavator/JCB including diesel and operator, for urgent excavation jobs on hourly basis, as per site requirement and instructions of Engineer-In-Charge. (per daymeans = minimum 8 hours working. | 324 | 10 | Per day | 0 |  |  | Excess(+) | 1 | Full Conversion | INR | [40 empty] | 0 | 0 | INR Zero Only | 1.01 | Supplying, Conveying and fixing spls. Including eart | item1 | 123.223 | Nos
21.0121 | Brick work (with old/dismanteled bricks) in superstructure above plinth level upto floor five level in cement mortar 1:6(1 cement:6 fine sand) | 325 | 5 | CU.M. | 0 |  |  | Excess(+) | 1 | Full Conversion | INR | [40 empty] | 0 | 0 | INR Zero Only | 1.02 | Construction of chamber for 100mm sluice plates | item2 | 213 | Nos
21.0122 | Brick work (with old/dismantled brick) in F&P with cement mortar 1:6 (1 cement: 6 fine sand) | 326 | 5 | Cu.M | 0 |  |  | Excess(+) | 1 | Full Conversion | INR | [40 empty] | 0 | 0 | INR Zero Only | 1.01 | Supplying, Conveying and fixing spls. Including eart | item1 | 123.223 | Nos
21.0123 | Supply of Hydraulic Tractor trolley for shifting the material , debris material and earth ,sludge , in township area as per direction direction of EIC.( The rate shall be included the cost of minimum 3 nos labour & driver and Diesel oil etc complete) | 327 | 10 | Per day | 0 |  |  | Excess(+) | 1 | Full Conversion | INR | [40 empty] | 0 | 0 | INR Zero Only | 1.02 | Construction of chamber for 100mm sluice plates | item2 | 213 | Nos
Total in Figures | [51 empty] | 0 | 0 | INR Zero Only | 4 | Construction of chamber for 100mm sluice plates | item5 | 10 | Nos
Quoted Rate in Figures |  |  |  | Select | [47 empty] | 0 | 0 | Zero Only
Quoted Rate in Words |  | INR Zero Only

## Macros
Please Enable Macros to View BoQ information