## BoQ1 (hidden)
Item Rate SOR
BoQ_Ver3.1 | Item Rate | Normal | INR Only | INR
Select, Excess (+), Less (-) |  | Less (-)
Tender Inviting Authority: <Chief Manager (Civil), NFL (Bathinda)>
Name of Work: <ANNUAL RATE CONTRACT FOR MISCELLANEOUS CIVIL JOBS IN PLANT AREAS >
Contract No: <NFB/Civil/CW-328 Dated: 22.06.2024 >
Name of the Bidder/ Bidding Firm / Company :
PRICE SCHEDULE (This BOQ template must not be modified/replaced by the bidder and the same should be uploaded after filling the relevant columns, else the bidder is liable to be rejected for this tender. Bidders are allowed to enter the Bidder Name and Values only )
NUMBER # | TEXT # | TEXT # | NUMBER # | TEXT # | NUMBER | NUMBER | TEXT | TEXT # | NUMBER # | TEXT# | TEXT # | NUMBER # | NUMBER | NUMBER | NUMBER | NUMBER | TEXT | TEXT | NUMBER | NUMBER | NUMBER | NUMBER | TEXT | TEXT | NUMBER | NUMBER | NUMBER | NUMBER | TEXT | TEXT | NUMBER | NUMBER | NUMBER | NUMBER | TEXT | TEXT | NUMBER | NUMBER | NUMBER | NUMBER | TEXT | TEXT | NUMBER | NUMBER | NUMBER # | NUMBER # | TEXT | TEXT | NUMBER # | NUMBER # | DATE | NUMBER # | NUMBER # | TEXT #
sl no | Item Description | Item Code / Make | Quantity | Units | Estimated Rate in Rs. P |  |  | Addition / Deduction | Addition / Deduction Values | Currency Convertion against each Item | Quoted Currency in INR / Other Currency | BASIC RATE excluding GST In Figures To be entered by the Bidder Rs. P | Excise Duty | VAT | Freight Charges ( Unloading & Stacking) | Any Other Taxes/Duties/Levies |  |  | Other Taxes 2 | IIIrd Party i.e DGS&D / RITES etc Inspection Charges @0.34%+Service Tax | Less for Cenvat Credit,if any respect of Supplies Under full Excise Duty Category | [30 empty] | TOTAL AMOUNT excluding GST in Rs. P | TOTAL AMOUNT | TOTAL AMOUNT In Words
1 | 2 | 3 | 4 | 5 | 6 | 7 | 8 | 9 | 10 | 11 | 12 | 7 | 14 | 15 | 16 | 17 | 18 | 19 | 20 | 21 | 22 | 23 | 24 | 25 | 26 | 27 | 28 | 29 | 30 | 31 | 32 | 33 | 34 | 35 | 36 | 37 | 38 | 39 | 40 | 41 | 42 | 43 | 44 | 45 | 46 | 47 | 48 | 49 | 50 | 51 | 52 | 8 | 9 | 10
1 | Carriage of material by Mechanical transport including loading, unloading & stacking upto 1km I.e. within Factory/Township Areas. | item1 | [52 empty] | 1 | Carriage of material by Mechanical transport including loading, unloading & stacking upto 1km I.e. within Factory/Township Areas. | item1
1.1 | Lime, moorum, building rubbish | item2 | 325 | Cu.M |  |  |  | Excess(+) | 1 | Full Conversion | INR | [40 empty] | 0 | 0 | INR Zero Only | 1.1 | Lime, moorum, building rubbish | item2 | 325 | Cu.M
1.2 | Earth. | item3 | 80 | Cu.M |  |  |  | Excess(+) | 1 | Full Conversion | INR | [40 empty] | 0 | 0 | INR Zero Only | 1.2 | Earth. | item3 | 80 | Cu.M
2 | Earth work in surface excavation not exceeding 30cm in depth but exceeding 1.5m in width as well as 10 sq.m. on plan including disposal of excavated earth lead upto 50M and lift upto 1.5m, disposed soil to be levelled and neatly dressed. All kind of soil | item4 | 670 | Sq.M |  |  |  | Excess(+) | 1 | Full Conversion | INR | [40 empty] | 0 | 0 | INR Zero Only | 2 | Earth work in surface excavation not exceeding 30cm in depth but exceeding 1.5m in width as well as 10 sq.m. on plan including disposal of excavated earth lead upto 50M and lift upto 1.5m, disposed soil to be levelled and neatly dressed. All kind of soil | item4 | 670 | Sq.M
3 | Earth work in excavation by Mechanical Means (Hydraulic Excavator) / Manual means in foundation trenches or drains not exceeding 1.5m in width or 10 sq.m. on plan including dressing of sides and ramming of bottoms, lift upto 1.5m including getting out the excavated soil and disposal of surplus excavated soil as directed within a lead of 50m: All kinds of soil | item5 | 300 | Cu.M |  |  |  | Excess(+) | 1 | Full Conversion | INR | [40 empty] | 0 | 0 | INR Zero Only | 3 | Earth work in excavation by Mechanical Means (Hydraulic Excavator) / Manual means in foundation trenches or drains not exceeding 1.5m in width or 10 sq.m. on plan including dressing of sides and ramming of bottoms, lift upto 1.5m including getting out the excavated soil and disposal of surplus excavated soil as directed within a lead of 50m: All kinds of soil | item5 | 300 | Cu.M
4 | Excavating trenches of required width for pipes, cables, etc. including excavation for sockets, and dressing of sides, ramming of bottoms, depth upto 1.5m including getting out the excated soil, and then returnjing the soil as required, in layers not exceeding 20cm in depth including consolidating each deposited layer by ramming, watering etc. and disposal of surplus excavated soil as directed within a lead of 50m: All kinds of soil Pipes, Cables, etc. not exceeding 80mm dia. | item6 | 30 | METRE |  |  |  | Excess(+) | 1 | Full Conversion | INR | [40 empty] | 0 | 0 | INR Zero Only | 4 | Excavating trenches of required width for pipes, cables, etc. including excavation for sockets, and dressing of sides, ramming of bottoms, depth upto 1.5m including getting out the excated soil, and then returnjing the soil as required, in layers not exceeding 20cm in depth including consolidating each deposited layer by ramming, watering etc. and disposal of surplus excavated soil as directed within a lead of 50m: All kinds of soil Pipes, Cables, etc. not exceeding 80mm dia. | item6 | 30 | METRE
5 | Extra rates for quantities of works, executed: In or under water and/or liquid mud. | item7 | 3 | METRE DEPTH |  |  |  | Excess(+) | 1 | Full Conversion | INR | [40 empty] | 0 | 0 | INR Zero Only | 5 | Extra rates for quantities of works, executed: In or under water and/or liquid mud. | item7 | 3 | METRE DEPTH
6 | Extra for every additional lift of 1.5m or part thereof in: All kinds of soil | item8 | 5 | Cu.M |  |  |  | Excess(+) | 1 | Full Conversion | INR | [40 empty] | 0 | 0 | INR Zero Only | 6 | Extra for every additional lift of 1.5m or part thereof in: All kinds of soil | item8 | 5 | Cu.M
7 | Supplying and filling in plinth with Jamuna sand under floors including, watering, ramming, consolidating and dressing complete. | item9 | 14 | Cu.M |  |  |  | Excess(+) | 1 | Full Conversion | INR | [40 empty] | 0 | 0 | INR Zero Only | 7 | Supplying and filling in plinth with Jamuna sand under floors including, watering, ramming, consolidating and dressing complete. | item9 | 14 | Cu.M
8 | Surface dressing of the ground including removing vegetation, and inequalities not exceeding 15cm deep and disposal of rubbish lead upto 50m and lift upto 1.5m: All kinds of soil | item10 | 14000 | Sq.M |  |  |  | Excess(+) | 1 | Full Conversion | INR | [40 empty] | 0 | 0 | INR Zero Only | 8 | Surface dressing of the ground including removing vegetation, and inequalities not exceeding 15cm deep and disposal of rubbish lead upto 50m and lift upto 1.5m: All kinds of soil | item10 | 14000 | Sq.M
9 | Excavating holes upto 0.5 cu.m including getting out the excavated soil then returning the soil as required in layer not exceeding 20cm in depth, including consolidating each deposited layer by ramming watering etc disposing of surplus excavated soil as directed with in a lead of 50m and lift upto 1.5m: All kinds of soil | item11 | 40 | EACH |  |  |  | Excess(+) | 1 | Full Conversion | INR | [40 empty] | 0 | 0 | INR Zero Only | 9 | Excavating holes upto 0.5 cu.m including getting out the excavated soil then returning the soil as required in layer not exceeding 20cm in depth, including consolidating each deposited layer by ramming watering etc disposing of surplus excavated soil as directed with in a lead of 50m and lift upto 1.5m: All kinds of soil | item11 | 40 | EACH
10 | Providing and laying Cement Mortar 1 : 3 ( 1 Cement : 3Fine Sand ) on top of Boundry wall and fixing broken glass pieces as a security measures or at any other location for any other work. | item12 | 0.5 | Cu.M |  |  |  | Excess(+) | 1 | Full Conversion | INR | [40 empty] | 0 | 0 | INR Zero Only | 10 | Providing and laying Cement Mortar 1 : 3 ( 1 Cement : 3Fine Sand ) on top of Boundry wall and fixing broken glass pieces as a security measures or at any other location for any other work. | item12 | 0.5 | Cu.M
11 | Providing and laying in position cement concrete of specified grade excluding the cost of centring and shuttering All works upto plinth level. | item13 | [52 empty] | 11 | Providing and laying in position cement concrete of specified grade excluding the cost of centring and shuttering All works upto plinth level. | item13
11.1 | 1:1.5:3(1cement:1.5 coarse sand:3 graded stone aggregate 20mm nominal size) | item14 | 20 | Cu.M |  |  |  | Excess(+) | 1 | Full Conversion | INR | [40 empty] | 0 | 0 | INR Zero Only | 11.1 | 1:1.5:3(1cement:1.5 coarse sand:3 graded stone aggregate 20mm nominal size) | item14 | 20 | Cu.M
11.2 | 1:2:4(1 cement:2 coarse sand: 4 graded stone aggregate 20mm nominal size). | item15 | 60 | Cu.M |  |  |  | Excess(+) | 1 | Full Conversion | INR | [40 empty] | 0 | 0 | INR Zero Only | 11.2 | 1:2:4(1 cement:2 coarse sand: 4 graded stone aggregate 20mm nominal size). | item15 | 60 | Cu.M
11.3 | 1:3:6 (1 Cement : 3 Coarse sand : 6 graded stone aggregate 20 mm nominal size) | item16 | 40 | Cu.M |  |  |  | Excess(+) | 1 | Full Conversion | INR | [40 empty] | 0 | 0 | INR Zero Only | 11.3 | 1:3:6 (1 Cement : 3 Coarse sand : 6 graded stone aggregate 20 mm nominal size) | item16 | 40 | Cu.M
11.4 | deleted | [53 empty] | 11.4 | deleted
12 | Making plinth protection 50mm thick of cement concrete 1:3:6 (1 cement:3 coarse sand:6 graded stone aggregate 20mm nominal size) over 75mm bed of dry brick ballast 40mm nominal size well rammed and consolidated grouted with fine sand including finishing the top smooth. | item18 | 70 | Sq.M |  |  |  | Excess(+) | 1 | Full Conversion | INR | [40 empty] | 0 | 0 | INR Zero Only | 12 | Making plinth protection 50mm thick of cement concrete 1:3:6 (1 cement:3 coarse sand:6 graded stone aggregate 20mm nominal size) over 75mm bed of dry brick ballast 40mm nominal size well rammed and consolidated grouted with fine sand including finishing the top smooth. | item18 | 70 | Sq.M
13 | Providing and laying in position specified grade of reinforced cement concrete excluding the cost of centring,shuttering,finishing and reinforcement. All work upto plinth level. | item19 | [5 empty] | Excess(+) | 1 | Full Conversion | INR | [43 empty] | 13 | Providing and laying in position specified grade of reinforced cement concrete excluding the cost of centring,shuttering,finishing and reinforcement. All work upto plinth level. | item19
13.1 | 1:1.5:3 (1 cement:1.5 coarse sand:3 graded stone aggregate 20mm nominal size). | item20 | 2 | Cu.M |  |  |  | Excess(+) | 1 | Full Conversion | INR | [40 empty] | 0 | 0 | INR Zero Only | 13.1 | 1:1.5:3 (1 cement:1.5 coarse sand:3 graded stone aggregate 20mm nominal size). | item20 | 2 | Cu.M
13.2 | 1:2:4 (1 cement:2 coarse sand: 4 graded stone aggregate 20mm nominal size). | item21 | 4 | Cu.M |  |  |  | Excess(+) | 1 | Full Conversion | INR | [40 empty] | 0 | 0 | INR Zero Only | 13.2 | 1:2:4 (1 cement:2 coarse sand: 4 graded stone aggregate 20mm nominal size). | item21 | 4 | Cu.M
14 | Reinforced cement concrete work in beams, suspended floors, roofs,having slope upto 15 degrees, landings, balconies, shelves, chajjas, lintels, bands, plain windowsills, staircases and spiral stair cases upto floor fivelevel excluding the cost ofcentring,shuttering,finishing and reinforcement with 1:2:4 (1 cement:2 coarse sand:4 graded stone aggregate 20 mm nominal size). | item22 | 2 | Cu.M |  |  |  | Excess(+) | 1 | Full Conversion | INR | [40 empty] | 0 | 0 | INR Zero Only | 14 | Reinforced cement concrete work in beams, suspended floors, roofs,having slope upto 15 degrees, landings, balconies, shelves, chajjas, lintels, bands, plain windowsills, staircases and spiral stair cases upto floor fivelevel excluding the cost ofcentring,shuttering,finishing and reinforcement with 1:2:4 (1 cement:2 coarse sand:4 graded stone aggregate 20 mm nominal size). | item22 | 2 | Cu.M
15 | Providing, hoisting and fixing upto floor five level precast reinforced cementconcrete in lintels, beams and bressumers including setting in cement mortar 1:3 (1 cement : 3 coarse sand), cost of required centring and shuttering and finishing smooth with 6mm thick cement plaster1:3 (1 cement: 3 fine sand) on exposed surfaces but excluding the cost of reinforcement with 1:2:4 (1 cement : 2 coarse sand : 4 graded stone aggregate 20mm nominal size). | item23 | 4 | Cu.M |  |  |  | Excess(+) | 1 | Full Conversion | INR | [40 empty] | 0 | 0 | INR Zero Only | 15 | Providing, hoisting and fixing upto floor five level precast reinforced cementconcrete in lintels, beams and bressumers including setting in cement mortar 1:3 (1 cement : 3 coarse sand), cost of required centring and shuttering and finishing smooth with 6mm thick cement plaster1:3 (1 cement: 3 fine sand) on exposed surfaces but excluding the cost of reinforcement with 1:2:4 (1 cement : 2 coarse sand : 4 graded stone aggregate 20mm nominal size). | item23 | 4 | Cu.M
16 | Centering and shuttering including strutting, propping etc.and removal of form for: | item24 | [5 empty] | Excess(+) | 1 | Full Conversion | INR | [43 empty] | 16 | Centering and shuttering including strutting, propping etc.and removal of form for: | item24
16.1 | Foundations, footings, bases of columns etc. or mass concrete and precast shelves. | item25 | 30 | Sq.M |  |  |  | Excess(+) | 1 | Full Conversion | INR | [40 empty] | 0 | 0 | INR Zero Only | 16.1 | Foundations, footings, bases of columns etc. or mass concrete and precast shelves. | item25 | 30 | Sq.M
16.2 | Suspended floors, roofs, landings balconies and access platforms. | item26 | 10 | Sq.M |  |  |  | Excess(+) | 1 | Full Conversion | INR | [40 empty] | 0 | 0 | INR Zero Only | 16.2 | Suspended floors, roofs, landings balconies and access platforms. | item26 | 10 | Sq.M
16.3 | Shelves.(Cast in situ) | item27 | 6 | Sq.M |  |  |  | Excess(+) | 1 | Full Conversion | INR | [40 empty] | 0 | 0 | INR Zero Only | 16.3 | Shelves.(Cast in situ) | item27 | 6 | Sq.M
16.4 | Lintels, beams, plinth beams,girders,bressumers and cantilevers. | item28 | 6 | Sq.M |  |  |  | Excess(+) | 1 | Full Conversion | INR | [40 empty] | 0 | 0 | INR Zero Only | 16.4 | Lintels, beams, plinth beams,girders,bressumers and cantilevers. | item28 | 6 | Sq.M
17 | Reinforcement for RCC work ( TMT ) including bending, binding,straightening and placing in position complete : ISI steel | item29 | 200 | Kg. |  |  |  | Excess(+) | 1 | Full Conversion | INR | [40 empty] | 0 | 0 | INR Zero Only | 17 | Reinforcement for RCC work ( TMT ) including bending, binding,straightening and placing in position complete : ISI steel | item29 | 200 | Kg.
18 | Half brick masonry with bricks of class designation 75 in foundations and plinth in cement mortar 1:4 (1 cement : 4 coarse sand) | item30 | 75 | Sq.M |  |  |  | Excess(+) | 1 | Full Conversion | INR | [40 empty] | 0 | 0 | INR Zero Only | 18 | Half brick masonry with bricks of class designation 75 in foundations and plinth in cement mortar 1:4 (1 cement : 4 coarse sand) | item30 | 75 | Sq.M
19 | Extra for half brick masonry in superstructure above plinth level upto floor v level. | item31 | 35 | Sq.M |  |  |  | Excess(+) | 1 | Full Conversion | INR | [40 empty] | 0 | 0 | INR Zero Only | 19 | Extra for half brick masonry in superstructure above plinth level upto floor v level. | item31 | 35 | Sq.M
20 | Providing and fixing 18 mm thick gang saw cut mirror polished, premoulded and prepolished machine cut for kitchen plateforms, vanity counters, facias and similar locations of required size of approved shade, colour and texture laid over 20 mm thick base cement mortar 1 : 4 ( 1 Cement : 4 Coarse sand) with joints treated with white cement mixed with matching pigment, epoxy touch up including rubbing curing etc. complete : Area over 0.50 Sq.M. Granite of any colour and Shade | item32 | 3 | Sq.M |  |  |  | Excess(+) | 1 | Full Conversion | INR | [40 empty] | 0 | 0 | INR Zero Only | 20 | Providing and fixing 18 mm thick gang saw cut mirror polished, premoulded and prepolished machine cut for kitchen plateforms, vanity counters, facias and similar locations of required size of approved shade, colour and texture laid over 20 mm thick base cement mortar 1 : 4 ( 1 Cement : 4 Coarse sand) with joints treated with white cement mixed with matching pigment, epoxy touch up including rubbing curing etc. complete : Area over 0.50 Sq.M. Granite of any colour and Shade | item32 | 3 | Sq.M
21 | Providing wood work in frames of doors, windows clerestory windows and other frames, wrought framed and fixed in position : Hollock wood.( Without Kiln Seasoning & Chemical Treatment) | item33 | 1 | Cu.M |  |  |  | Excess(+) | 1 | Full Conversion | INR | [40 empty] | 0 | 0 | INR Zero Only | 21 | Providing wood work in frames of doors, windows clerestory windows and other frames, wrought framed and fixed in position : Hollock wood.( Without Kiln Seasoning & Chemical Treatment) | item33 | 1 | Cu.M
22 | Providing wood work in frames of false ceiling, partitions etc. sawn and put up in position: Hollock wood.( Without Kiln Seasoning & Chemical Treatment) | item34 | 0.3 | Cu.M |  |  |  | Excess(+) | 1 | Full Conversion | INR | [40 empty] | 0 | 0 | INR Zero Only | 22 | Providing wood work in frames of false ceiling, partitions etc. sawn and put up in position: Hollock wood.( Without Kiln Seasoning & Chemical Treatment) | item34 | 0.3 | Cu.M
23 | Providing and fixing panelled or panelled and glazed shuters for doors, windows and clerestory windows including ISI marked black enamelled/ bright finished M.S. butt hinges with necessary screws including panelling with second class Hollock wood or 12mm thick water proof ply complete.(Area of opening of pannel inserts excluding portion inside the groove or rebate to be measured) Hollock wood - 35 mm thick.(Without Kiln Seasoning & Chemical Treatment) | item35 | 15 | Sq.M |  |  |  | Excess(+) | 1 | Full Conversion | INR | [40 empty] | 0 | 0 | INR Zero Only | 23 | Providing and fixing panelled or panelled and glazed shuters for doors, windows and clerestory windows including ISI marked black enamelled/ bright finished M.S. butt hinges with necessary screws including panelling with second class Hollock wood or 12mm thick water proof ply complete.(Area of opening of pannel inserts excluding portion inside the groove or rebate to be measured) Hollock wood - 35 mm thick.(Without Kiln Seasoning & Chemical Treatment) | item35 | 15 | Sq.M
24 | Providing and fixing glazed shutters for doors, windows & clerestory windows using 10.0 kg/square metre (4 mm thick) glass panes including black enamelled ISI marked M.S.butt hinges with necessary screws. Hollock wood - 30 mm thick.(Without Kiln Seasoning & Chemical Treatment) | item36 | 10 | Sq.M |  |  |  | Excess(+) | 1 | Full Conversion | INR | [40 empty] | 0 | 0 | INR Zero Only | 24 | Providing and fixing glazed shutters for doors, windows & clerestory windows using 10.0 kg/square metre (4 mm thick) glass panes including black enamelled ISI marked M.S.butt hinges with necessary screws. Hollock wood - 30 mm thick.(Without Kiln Seasoning & Chemical Treatment) | item36 | 10 | Sq.M
25 | Providing and fixing presed 3 layer partical board medium densityexterior grade (grade 1)(like Novapan, Ecoboard etc.) or graded woodarticle board (like Bhutan Board) IS :3087 marked to frame, backingor studding with screws etc. , complete (Frames, backing or studdingto be paid separately) 18mm thick | item37 | 8 | Sq.M |  |  |  | Excess(+) | 1 | Full Conversion | INR | [40 empty] | 0 | 0 | INR Zero Only | 25 | Providing and fixing presed 3 layer partical board medium densityexterior grade (grade 1)(like Novapan, Ecoboard etc.) or graded woodarticle board (like Bhutan Board) IS :3087 marked to frame, backingor studding with screws etc. , complete (Frames, backing or studdingto be paid separately) 18mm thick | item37 | 8 | Sq.M
26 | Providing and fixing wire gauze shutters for doors, windows and clerestory windows using galvinised M.S.wire gauge of average width of aperture 1.4mm with wire of dia of 0.63mm including ISI marked bright finished or/and black enamelled M. S. butt hinges with necessary screws. Hollock wood - 35 mm thick.(Without Kiln Seasoning & Chemical Treatment) | item38 | 10 | Sq.M |  |  |  | Excess(+) | 1 | Full Conversion | INR | [40 empty] | 0 | 0 | INR Zero Only | 26 | Providing and fixing wire gauze shutters for doors, windows and clerestory windows using galvinised M.S.wire gauge of average width of aperture 1.4mm with wire of dia of 0.63mm including ISI marked bright finished or/and black enamelled M. S. butt hinges with necessary screws. Hollock wood - 35 mm thick.(Without Kiln Seasoning & Chemical Treatment) | item38 | 10 | Sq.M
27 | Providing and fixing M.S.Griil of required pattern in wooden frames of windows etc. with M.S. flats, square or round bars etc. all complete. | item39 | [52 empty] | 27 | Providing and fixing M.S.Griil of required pattern in wooden frames of windows etc. with M.S. flats, square or round bars etc. all complete. | item39
27.1 | Fixed to steel windows by welding. | item40 | 5 | Kg. |  |  |  | Excess(+) | 1 | Full Conversion | INR | [40 empty] | 0 | 0 | INR Zero Only | 27.1 | Fixed to steel windows by welding. | item40 | 5 | Kg.
27.2 | Fixed in opening/wooden frame with rawl plugs screws etc. | item41 | 30 | Kg. |  |  |  | Excess(+) | 1 | Full Conversion | INR | [40 empty] | 0 | 0 | INR Zero Only | 27.2 | Fixed in opening/wooden frame with rawl plugs screws etc. | item41 | 30 | Kg.
28 | Providing 40x5mm flat iron hold fast 40cm long including fixing to frame with 10mm dia bolts;nuts and wooden plugs and embeddings in cement conc block 30x10x15cm 1:3:6 mix(1cement:3coarse:6graded stone aggregate 20mm nominal size) | item42 | 130 | EACH |  |  |  | Excess(+) | 1 | Full Conversion | INR | [40 empty] | 0 | 0 | INR Zero Only | 28 | Providing 40x5mm flat iron hold fast 40cm long including fixing to frame with 10mm dia bolts;nuts and wooden plugs and embeddings in cement conc block 30x10x15cm 1:3:6 mix(1cement:3coarse:6graded stone aggregate 20mm nominal size) | item42 | 130 | EACH
29 | Providing and fixing ISI marked oxidised M.S. pressed butt hingeswith necessary screws etc. complete : | item43 | [5 empty] | Excess(+) | 1 | Full Conversion | INR | [43 empty] | 29 | Providing and fixing ISI marked oxidised M.S. pressed butt hingeswith necessary screws etc. complete : | item43
29.1 | 100x58x1.9mm | item44 | 120 | EACH |  |  |  | Excess(+) | 1 | Full Conversion | INR | [40 empty] | 0 | 0 | INR Zero Only | 29.1 | 100x58x1.9mm | item44 | 120 | EACH
29.2 | 75x47x1.7mm | item45 | 20 | EACH |  |  |  | Excess(+) | 1 | Full Conversion | INR | [40 empty] | 0 | 0 | INR Zero Only | 29.2 | 75x47x1.7mm | item45 | 20 | EACH
30 | Providing and fixing ISI marked oxidised M.S. sliding door boltswith nuts and screws etc. complete : 250x16mm | item46 | 15 | EACH |  |  |  | Excess(+) | 1 | Full Conversion | INR | [40 empty] | 0 | 0 | INR Zero Only | 30 | Providing and fixing ISI marked oxidised M.S. sliding door boltswith nuts and screws etc. complete : 250x16mm | item46 | 15 | EACH
31 | Providing and fixing ISI marked oxidised M.S.Tower bolt blackfinish (barrel type) with necessary screws etc.complete | item47 | [5 empty] | Excess(+) | 1 | Full Conversion | INR | [43 empty] | 31 | Providing and fixing ISI marked oxidised M.S.Tower bolt blackfinish (barrel type) with necessary screws etc.complete | item47
31.1 | 150x10mm | item48 | 15 | EACH |  |  |  | Excess(+) | 1 | Full Conversion | INR | [40 empty] | 0 | 0 | INR Zero Only | 31.1 | 150x10mm | item48 | 15 | EACH
31.2 | 100x10mm | item49 | 5 | EACH |  |  |  | Excess(+) | 1 | Full Conversion | INR | [40 empty] | 0 | 0 | INR Zero Only | 31.2 | 100x10mm | item49 | 5 | EACH
32 | Providing and fixing ISI marked oxidised M.S. handles conforming toIS:4992 with necessary screws etc. complete : 100mm | item50 | 3 | EACH |  |  |  | Excess(+) | 1 | Full Conversion | INR | [40 empty] | 0 | 0 | INR Zero Only | 32 | Providing and fixing ISI marked oxidised M.S. handles conforming toIS:4992 with necessary screws etc. complete : 100mm | item50 | 3 | EACH
33 | Providing and fixing ISI marked oxidised M.S. hasp and staple(safety type) cnforming to IS:363 with necesary screws etc. complete. 115mm | item51 | 3 | EACH |  |  |  | Excess(+) | 1 | Full Conversion | INR | [40 empty] | 0 | 0 | INR Zero Only | 33 | Providing and fixing ISI marked oxidised M.S. hasp and staple(safety type) cnforming to IS:363 with necesary screws etc. complete. 115mm | item51 | 3 | EACH
34 | Providing and fixing oxidised M.S.casement stays (Straight peg type) with necessary screws etc. complete. 300mm weighing not less than 200 gms. | item52 | 8 | EACH |  |  |  | Excess(+) | 1 | Full Conversion | INR | [40 empty] | 0 | 0 | INR Zero Only | 34 | Providing and fixing oxidised M.S.casement stays (Straight peg type) with necessary screws etc. complete. 300mm weighing not less than 200 gms. | item52 | 8 | EACH
35 | Providing & fixing chrominium plated brass 100mm mortice latch and lock with 6 levers & a pair of lever handles with necessary screws etc. complete (Best make of approved quality Godrej, Bolt, Link etc.) | item53 | 20 | EACH |  |  |  | Excess(+) | 1 | Full Conversion | INR | [40 empty] | 0 | 0 | INR Zero Only | 35 | Providing & fixing chrominium plated brass 100mm mortice latch and lock with 6 levers & a pair of lever handles with necessary screws etc. complete (Best make of approved quality Godrej, Bolt, Link etc.) | item53 | 20 | EACH
36 | Providing and fixing Aluminium Tower Bolts anodised transparent or dyed to required colour / shade with necessary screws complete : | item54 | [5 empty] | Excess(+) | 1 | Full Conversion | INR | [43 empty] | 36 | Providing and fixing Aluminium Tower Bolts anodised transparent or dyed to required colour / shade with necessary screws complete : | item54
36.1 | 200 X 10 mm | item55 | 50 | EACH |  |  |  | Excess(+) | 1 | Full Conversion | INR | [40 empty] | 0 | 0 | INR Zero Only | 36.1 | 200 X 10 mm | item55 | 50 | EACH
36.2 | 150 X 10 mm | item56 | 55 | EACH |  |  |  | Excess(+) | 1 | Full Conversion | INR | [40 empty] | 0 | 0 | INR Zero Only | 36.2 | 150 X 10 mm | item56 | 55 | EACH
36.3 | 100 X 10 mm | item57 | 90 | EACH |  |  |  | Excess(+) | 1 | Full Conversion | INR | [40 empty] | 0 | 0 | INR Zero Only | 36.3 | 100 X 10 mm | item57 | 90 | EACH
37 | Providing and fixing Aluminium handles anodised transparent or dyed to required colour / shade with necessary screws etc. complete : 100 mm | item58 | 40 | EACH |  |  |  | Excess(+) | 1 | Full Conversion | INR | [40 empty] | 0 | 0 | INR Zero Only | 37 | Providing and fixing Aluminium handles anodised transparent or dyed to required colour / shade with necessary screws etc. complete : 100 mm | item58 | 40 | EACH
38 | Providing & fixing aluminium hanging floor door stopper anodised (anodic coating not less than grade AC 10 as per IS 1868) transparent or dyed to required colour and shade with necessary screws etc. complete. Twin rubber stopper | item59 | 10 | EACH |  |  |  | Excess(+) | 1 | Full Conversion | INR | [40 empty] | 0 | 0 | INR Zero Only | 38 | Providing & fixing aluminium hanging floor door stopper anodised (anodic coating not less than grade AC 10 as per IS 1868) transparent or dyed to required colour and shade with necessary screws etc. complete. Twin rubber stopper | item59 | 10 | EACH
39 | Structural Steel work in single section fixed without connecting plate including cutting, hoisting, fixing in position and applying a priming coat of approved steel primer : all complete. ALL STRUCTURAL STEEL TO BE ARRANGED BY THE PARTY FROM OPEN MARKET AT HIS COST ). | item60 | 10 | Kg. |  |  |  | Excess(+) | 1 | Full Conversion | INR | [40 empty] | 0 | 0 | INR Zero Only | 39 | Structural Steel work in single section fixed without connecting plate including cutting, hoisting, fixing in position and applying a priming coat of approved steel primer : all complete. ALL STRUCTURAL STEEL TO BE ARRANGED BY THE PARTY FROM OPEN MARKET AT HIS COST ). | item60 | 10 | Kg.
40 | Structural Steel work riveted, bolted or welded in built up sections, trusses and framed work including cutting, hoisting, fixing in position and applying a priming coat of approved steel primer all complete. ALL STRUCTURAL STEEL TO BE ARRANGED BY THE PARTY FROM OPEN MARKET AT HIS COST ). | item61 | 10 | Kg. |  |  |  | Excess(+) | 1 | Full Conversion | INR | [40 empty] | 0 | 0 | INR Zero Only | 40 | Structural Steel work riveted, bolted or welded in built up sections, trusses and framed work including cutting, hoisting, fixing in position and applying a priming coat of approved steel primer all complete. ALL STRUCTURAL STEEL TO BE ARRANGED BY THE PARTY FROM OPEN MARKET AT HIS COST ). | item61 | 10 | Kg.
41 | Steel work welded in built up sections/framed work including cutting hoisting,fixing in position and applying a priming coat of approved steel primer using structural steel etc. as required. In gratings,frames,guard bars,ladders,railings,brackets, gates and similar works. ALL STRUCTURAL STEEL TO BE ARRANGED BY THE PARTY FROM OPEN MARKET AT HIS COST ). | item62 | 10 | Kg. |  |  |  | Excess(+) | 1 | Full Conversion | INR | [40 empty] | 0 | 0 | INR Zero Only | 41 | Steel work welded in built up sections/framed work including cutting hoisting,fixing in position and applying a priming coat of approved steel primer using structural steel etc. as required. In gratings,frames,guard bars,ladders,railings,brackets, gates and similar works. ALL STRUCTURAL STEEL TO BE ARRANGED BY THE PARTY FROM OPEN MARKET AT HIS COST ). | item62 | 10 | Kg.
42 | Brick on edge flooring with bricks of class designation 75 including cement slurry etc. complete in cement mortar with F.P.S bricks. 1:6 (1 cement : 6 coarse sand) | item63 | 20 | Sq.M |  |  |  | Excess(+) | 1 | Full Conversion | INR | [40 empty] | 0 | 0 | INR Zero Only | 42 | Brick on edge flooring with bricks of class designation 75 including cement slurry etc. complete in cement mortar with F.P.S bricks. 1:6 (1 cement : 6 coarse sand) | item63 | 20 | Sq.M
43 | Cement concrete flooring 1:2:4(1 cement:2 coarse sand: 4graded stone aggregate) finished with a floating coat of neat cement including cement slurry,but excluding the cost of nosing of steps etc.complete. 40mm thick with 20mm nominal size stone aggregate | item64 | 160 | Sq.M |  |  |  | Excess(+) | 1 | Full Conversion | INR | [40 empty] | 0 | 0 | INR Zero Only | 43 | Cement concrete flooring 1:2:4(1 cement:2 coarse sand: 4graded stone aggregate) finished with a floating coat of neat cement including cement slurry,but excluding the cost of nosing of steps etc.complete. 40mm thick with 20mm nominal size stone aggregate | item64 | 160 | Sq.M
44 | Providing and fixing glass strips in joints of terrazo/cement concrete floors 40 mm wide and 4 mm thick | item65 | 5 | Metre |  |  |  | Excess(+) | 1 | Full Conversion | INR | [40 empty] | 0 | 0 | INR Zero Only | 44 | Providing and fixing glass strips in joints of terrazo/cement concrete floors 40 mm wide and 4 mm thick | item65 | 5 | Metre
45 | Providing and fixing 1st quality ceramic glazed wall tiles conforming to IS:15622 (Thickness to be specified by manufacturer ) of approved make in all colours and shades except burgundy, bottle green, black of any size as approved by engineer-in-charge in skirting, risers of steps and dados over 12 mm thick bed of Cement Mortar 1:3 (1 Cement : 3 Coarse sand) and joining with grey cement slurry @ 3.3 kg. per sqm including pointing in white cement mixed with pigment of matching shade complete | item66 | 40 | Sq.M |  |  |  | Excess(+) | 1 | Full Conversion | INR | [40 empty] | 0 | 0 | INR Zero Only | 45 | Providing and fixing 1st quality ceramic glazed wall tiles conforming to IS:15622 (Thickness to be specified by manufacturer ) of approved make in all colours and shades except burgundy, bottle green, black of any size as approved by engineer-in-charge in skirting, risers of steps and dados over 12 mm thick bed of Cement Mortar 1:3 (1 Cement : 3 Coarse sand) and joining with grey cement slurry @ 3.3 kg. per sqm including pointing in white cement mixed with pigment of matching shade complete | item66 | 40 | Sq.M
46 | Providing and fixing ceramic glazed floor tiles300 X 300 mm (Thickness to be specified by manufacturer) of 1st quality conforming to IS:15622 of approved make in clours such as White, Ivory, Grey, Fume Red Brown etc. laid on 20 mm thick CementMortar 1:4 ( 1 Cement : 4 Coarse Sand) including pointing the jointswith white cement and matching pigment etc., complete. | item67 | 20 | Sq.M. |  |  |  | Excess(+) | 1 | Full Conversion | INR | [40 empty] | 0 | 0 | INR Zero Only | 46 | Providing and fixing ceramic glazed floor tiles300 X 300 mm (Thickness to be specified by manufacturer) of 1st quality conforming to IS:15622 of approved make in clours such as White, Ivory, Grey, Fume Red Brown etc. laid on 20 mm thick CementMortar 1:4 ( 1 Cement : 4 Coarse Sand) including pointing the jointswith white cement and matching pigment etc., complete. | item67 | 20 | Sq.M.
47 | deleted | [53 empty] | 47 | deleted
48 | deleted | [53 empty] | 48 | deleted
49 | Providing & laying polished Vitrified Floor Tiles in different sizes (thickness to be specified by the manufacturer) with water absorptions less than 0.08 % and confirming to IS 15622 of approved make in all colours and shades laid on 20mm thickcement mortar1 : 4 (1 cement : 4 coarse sand lncluding grouting the joints with white cement and matching pigmnets etc. complete (double charged tiles) Size of tile 50 Cm x 50 Cm / 60 Cm X 60 Cm | item70 | 20 | Sq.M |  |  |  | Excess(+) | 1 | Full Conversion | INR | [40 empty] | 0 | 0 | INR Zero Only | 49 | Providing & laying polished Vitrified Floor Tiles in different sizes (thickness to be specified by the manufacturer) with water absorptions less than 0.08 % and confirming to IS 15622 of approved make in all colours and shades laid on 20mm thickcement mortar1 : 4 (1 cement : 4 coarse sand lncluding grouting the joints with white cement and matching pigmnets etc. complete (double charged tiles) Size of tile 50 Cm x 50 Cm / 60 Cm X 60 Cm | item70 | 20 | Sq.M
50 | Providing corrugated G.S. Sheet roofing including Vertical / curved surfaces fixed with polymer coated J or L hooks, bolts and nuts 8 mm diameter with bitumenand G.I. limpet washers or with G.I. limpet washersfilled with white lead and including a coat of approvedsteel primer and two coats of approved paint on overlapping of sheets complete (upto a any pitch in horizontal / vertical or curved surfaces ) excluding the cost of purlins,rafters and trusses and including cutting to size and shape wherever required :: 0.63 mm thick with zinc coating not less than 275 gms/m2 | item71 | 100 | Sq.M |  |  |  | Excess(+) | 1 | Full Conversion | INR | [40 empty] | 0 | 0 | INR Zero Only | 50 | Providing corrugated G.S. Sheet roofing including Vertical / curved surfaces fixed with polymer coated J or L hooks, bolts and nuts 8 mm diameter with bitumenand G.I. limpet washers or with G.I. limpet washersfilled with white lead and including a coat of approvedsteel primer and two coats of approved paint on overlapping of sheets complete (upto a any pitch in horizontal / vertical or curved surfaces ) excluding the cost of purlins,rafters and trusses and including cutting to size and shape wherever required :: 0.63 mm thick with zinc coating not less than 275 gms/m2 | item71 | 100 | Sq.M
51 | Painting top of roofs with bitumen of approved quality at 17 kg. per 10m2 impregnated with a coat of coarse sand at 60dm3 per 10m2 including cleaning the slab surface with brushes and finally with a piece of cloth lightly soaked in kerosene oil complete. Blown type petroleum bitumen of penetration 85/25 | item72 | 5 | Sq.M |  |  |  | Excess(+) | 1 | Full Conversion | INR | [40 empty] | 0 | 0 | INR Zero Only | 51 | Painting top of roofs with bitumen of approved quality at 17 kg. per 10m2 impregnated with a coat of coarse sand at 60dm3 per 10m2 including cleaning the slab surface with brushes and finally with a piece of cloth lightly soaked in kerosene oil complete. Blown type petroleum bitumen of penetration 85/25 | item72 | 5 | Sq.M
52 | Providing gola 75x75mm in cement concrete cement : 2 coarse sand:4 stone aggregate 10mm and down guage) including finishing with cement mortar 1:3( 1 cement: 3 fine sand) as per standard design. In 75x75mm deep chase. | item73 | 100 | METRE |  |  |  | Excess(+) | 1 | Full Conversion | INR | [40 empty] | 0 | 0 | INR Zero Only | 52 | Providing gola 75x75mm in cement concrete cement : 2 coarse sand:4 stone aggregate 10mm and down guage) including finishing with cement mortar 1:3( 1 cement: 3 fine sand) as per standard design. In 75x75mm deep chase. | item73 | 100 | METRE
53 | Providing and fixing on wall face unplasticised - Rigid PVC rain waterpipes conforming to IS:13592 Type A including jointing with sealring conforming to IS : 5382 leaving 10mm gap for thermal expansion. Single socketed pipes 110mm diameter | item74 | 50 | METRE |  |  |  | Excess(+) | 1 | Full Conversion | INR | [40 empty] | 0 | 0 | INR Zero Only | 53 | Providing and fixing on wall face unplasticised - Rigid PVC rain waterpipes conforming to IS:13592 Type A including jointing with sealring conforming to IS : 5382 leaving 10mm gap for thermal expansion. Single socketed pipes 110mm diameter | item74 | 50 | METRE
54 | Providing and fixing on wall face unplasticised PVC moulded fittings/accessoriess for unplasticised Rigid PVC rain water pipes conforming to IS: 13592 including jointing with seal ring conforming to IS:5382 leaving 10 mm gap for thermal expansion | item75 | [5 empty] | Excess(+) | 1 | Full Conversion | INR | [43 empty] | 54 | Providing and fixing on wall face unplasticised PVC moulded fittings/accessoriess for unplasticised Rigid PVC rain water pipes conforming to IS: 13592 including jointing with seal ring conforming to IS:5382 leaving 10 mm gap for thermal expansion | item75
54.1 | Coupler 110mm | item76 | 5 | EACH |  |  |  | Excess(+) | 1 | Full Conversion | INR | [40 empty] | 0 | 0 | INR Zero Only | 54.1 | Coupler 110mm | item76 | 5 | EACH
54.2 | Bend 87.5 degreee 110mm bend | item77 | 10 | EACH |  |  |  | Excess(+) | 1 | Full Conversion | INR | [40 empty] | 0 | 0 | INR Zero Only | 54.2 | Bend 87.5 degreee 110mm bend | item77 | 10 | EACH
55 | Providing and fixing unplasticised-PVC pipe clips of approved design to unplasticised PVC rainwater pipes by means of 50X50X50 mm hard wood plugs screwed with M.S.srews of required length including cutting of brickwork and fixing in cement mortar 1:4 (Icement : 4 coarse sand) and making good the wall etc. complete. 110mm | item78 | 10 | EACH |  |  |  | Excess(+) | 1 | Full Conversion | INR | [40 empty] | 0 | 0 | INR Zero Only | 55 | Providing and fixing unplasticised-PVC pipe clips of approved design to unplasticised PVC rainwater pipes by means of 50X50X50 mm hard wood plugs screwed with M.S.srews of required length including cutting of brickwork and fixing in cement mortar 1:4 (Icement : 4 coarse sand) and making good the wall etc. complete. 110mm | item78 | 10 | EACH
56 | 12mm cement plater of mix 1:6 (1 cement : 6 fine sand). | item79 | 1100 | Sq.M |  |  |  | Excess(+) | 1 | Full Conversion | INR | [40 empty] | 0 | 0 | INR Zero Only | 56 | 12mm cement plater of mix 1:6 (1 cement : 6 fine sand). | item79 | 1100 | Sq.M
57 | 15mm cement plaster on the rough side of single or half brick wall of mix 1:6 (1 cement : 6 fine sand). | item80 | 1000 | Sq.M |  |  |  | Excess(+) | 1 | Full Conversion | INR | [40 empty] | 0 | 0 | INR Zero Only | 57 | 15mm cement plaster on the rough side of single or half brick wall of mix 1:6 (1 cement : 6 fine sand). | item80 | 1000 | Sq.M
58 | 12mm cement plaster 1:3 (1 Cement : 3 Fine sand) finished witha floating coat of neat cement. | item81 | 5 | Sq.M |  |  |  | Excess(+) | 1 | Full Conversion | INR | [40 empty] | 0 | 0 | INR Zero Only | 58 | 12mm cement plaster 1:3 (1 Cement : 3 Fine sand) finished witha floating coat of neat cement. | item81 | 5 | Sq.M
59 | Pointing on brick work or Brick Flooring with cement mortar 1:3 ( 1 cement : 3 fine sand) : Flush / ruled / struck or weathered Pointing. | item82 | 100 | Sq.M |  |  |  | Excess(+) | 1 | Full Conversion | INR | [40 empty] | 0 | 0 | INR Zero Only | 59 | Pointing on brick work or Brick Flooring with cement mortar 1:3 ( 1 cement : 3 fine sand) : Flush / ruled / struck or weathered Pointing. | item82 | 100 | Sq.M
60 | Repairs to plaster of thickness 12 to 20 mm in patches of area 2.5 sq.metres and under including cutting the patch in proper shape and preparing and plastering the surface of the walls complete including disposal of rubbish to the dumping ground within 50 metres lead: With cement mortar 1:4 (1 cement : 4 fine sand): | item83 | 700 | Sq.M |  |  |  | Excess(+) | 1 | Full Conversion | INR | [40 empty] | 0 | 0 | INR Zero Only | 60 | Repairs to plaster of thickness 12 to 20 mm in patches of area 2.5 sq.metres and under including cutting the patch in proper shape and preparing and plastering the surface of the walls complete including disposal of rubbish to the dumping ground within 50 metres lead: With cement mortar 1:4 (1 cement : 4 fine sand): | item83 | 700 | Sq.M
61 | Fixing chowkhats in existing opening including embedding chowkhats infloors or walls cutting masonry for hold fasts embedding hold fasts in cementconcrete blocks with cement concrete 1:3:6 (1 cement : 3 coarse sand : 6graded stone aggregate 20mm nominal size) painting two coats of coal tarto sides of chowkhas and making good the damages to walls and floors as required complete including disposal of rubbish to the dumping ground within 50 metres lead: | item84 | [5 empty] | Excess(+) | 1 | Full Conversion | INR | [43 empty] | 61 | Fixing chowkhats in existing opening including embedding chowkhats infloors or walls cutting masonry for hold fasts embedding hold fasts in cementconcrete blocks with cement concrete 1:3:6 (1 cement : 3 coarse sand : 6graded stone aggregate 20mm nominal size) painting two coats of coal tarto sides of chowkhas and making good the damages to walls and floors as required complete including disposal of rubbish to the dumping ground within 50 metres lead: | item84
61.1 | Door chokhats. | item85 | 15 | EACH |  |  |  | Excess(+) | 1 | Full Conversion | INR | [40 empty] | 0 | 0 | INR Zero Only | 61.1 | Door chokhats. | item85 | 15 | EACH
61.2 | Window chowkhats. | item86 | 15 | EACH |  |  |  | Excess(+) | 1 | Full Conversion | INR | [40 empty] | 0 | 0 | INR Zero Only | 61.2 | Window chowkhats. | item86 | 15 | EACH
62 | Renewing glass panes, with putty and nails wherever necessary Glass panes of thickness 4 mm weighing 10 kg/m2 | item87 | 50 | Sq.M |  |  |  | Excess(+) | 1 | Full Conversion | INR | [40 empty] | 0 | 0 | INR Zero Only | 62 | Renewing glass panes, with putty and nails wherever necessary Glass panes of thickness 4 mm weighing 10 kg/m2 | item87 | 50 | Sq.M
63 | Renewing glass panes and re-fixing existing wooden fillets | item88 | [5 empty] | Excess(+) | 1 | Full Conversion | INR | [43 empty] | 63 | Renewing glass panes and re-fixing existing wooden fillets | item88
63.1 | Float Glass panes of thickness 4 mm | item89 | 40 | Sq.M |  |  |  | Excess(+) | 1 | Full Conversion | INR | [40 empty] | 0 | 0 | INR Zero Only | 63.1 | Float Glass panes of thickness 4 mm | item89 | 40 | Sq.M
63.2 | Float Glass panes of thickness 5 mm | item90 | 12 | Sq.M. |  |  |  | Excess(+) | 1 | Full Conversion | INR | [40 empty] | 0 | 0 | INR Zero Only | 63.2 | Float Glass panes of thickness 5 mm | item90 | 12 | Sq.M.
64 | Supplying and fixing new wooden fillets wherever necessary: Hollock wood fillets. | item91 | 100 | METRE |  |  |  | Excess(+) | 1 | Full Conversion | INR | [40 empty] | 0 | 0 | INR Zero Only | 64 | Supplying and fixing new wooden fillets wherever necessary: Hollock wood fillets. | item91 | 100 | METRE
65 | Renewal of old putty of glass panes(length) | item92 | 320 | METRE |  |  |  | Excess(+) | 1 | Full Conversion | INR | [40 empty] | 0 | 0 | INR Zero Only | 65 | Renewal of old putty of glass panes(length) | item92 | 320 | METRE
66 | Regrading terracing of mud phaska covered with tiles or bricks, in cement by dismantling tiles or bricks, removing mud plaster preparing the surface of mud phaska to proper slope relaying plaster gobri leaping and tiles or bricks, grouted in cement mortar 1:3(1 cement: 3 fine sand) including replacing unserviceable tiles or bricks with new ones and disposal of unserviceable material to the dumping ground(the cost of the new tiles or bricks excluded) within 50 mtrs. lead. | item93 | 15 | Sq.M |  |  |  | Excess(+) | 1 | Full Conversion | INR | [40 empty] | 0 | 0 | INR Zero Only | 66 | Regrading terracing of mud phaska covered with tiles or bricks, in cement by dismantling tiles or bricks, removing mud plaster preparing the surface of mud phaska to proper slope relaying plaster gobri leaping and tiles or bricks, grouted in cement mortar 1:3(1 cement: 3 fine sand) including replacing unserviceable tiles or bricks with new ones and disposal of unserviceable material to the dumping ground(the cost of the new tiles or bricks excluded) within 50 mtrs. lead. | item93 | 15 | Sq.M
67 | Fixing of old wind tie with new fittings including painting two or more coats with anticorrosive bitumastic paint of approved brand & manufacturer over and including priming coat of ready mixed zink chromate yellow primer of approved brand. | item94 | 5 | Metre |  |  |  | Excess(+) | 1 | Full Conversion | INR | [40 empty] | 0 | 0 | INR Zero Only | 67 | Fixing of old wind tie with new fittings including painting two or more coats with anticorrosive bitumastic paint of approved brand & manufacturer over and including priming coat of ready mixed zink chromate yellow primer of approved brand. | item94 | 5 | Metre
68 | Raking out joints in lime or cement mortar and preparing the surface for repainting or replastering including disposal of rubbish to the dumping ground within 50 metres lead. | item95 | 10 | Sq.M |  |  |  | Excess(+) | 1 | Full Conversion | INR | [40 empty] | 0 | 0 | INR Zero Only | 68 | Raking out joints in lime or cement mortar and preparing the surface for repainting or replastering including disposal of rubbish to the dumping ground within 50 metres lead. | item95 | 10 | Sq.M
69 | Demolishing cement concrete mannually / Mechanical means including disposal of material within 50mtrs lead. 1:3:6 or richer mix. | item96 | 25 | Cu.M |  |  |  | Excess(+) | 1 | Full Conversion | INR | [40 empty] | 0 | 0 | INR Zero Only | 69 | Demolishing cement concrete mannually / Mechanical means including disposal of material within 50mtrs lead. 1:3:6 or richer mix. | item96 | 25 | Cu.M
70 | Demolishing R.C.C. mannually / by Mechanical means work including stacking of steel bars and disposal of unserviceable material within 50 metres leads. | item97 | 6 | Cu.M |  |  |  | Excess(+) | 1 | Full Conversion | INR | [40 empty] | 0 | 0 | INR Zero Only | 70 | Demolishing R.C.C. mannually / by Mechanical means work including stacking of steel bars and disposal of unserviceable material within 50 metres leads. | item97 | 6 | Cu.M
71 | Extra for cutting reinforcement bars mannually / by Mechanical means in R.C.C. or R.B. work(Payment shall be made on the cross sectional area of R.C.C. or R.B. work). | item98 | 2 | Sq.M |  |  |  | Excess(+) | 1 | Full Conversion | INR | [40 empty] | 0 | 0 | INR Zero Only | 71 | Extra for cutting reinforcement bars mannually / by Mechanical means in R.C.C. or R.B. work(Payment shall be made on the cross sectional area of R.C.C. or R.B. work). | item98 | 2 | Sq.M
72 | Demolishing brick work mannually / by Mechanical means including stacking of serviceable material & disposal of unserviceable material within 50mtrs lead : In Cement Mortar. | item99 | 20 | Cu.M |  |  |  | Excess(+) | 1 | Full Conversion | INR | [40 empty] | 0 | 0 | INR Zero Only | 72 | Demolishing brick work mannually / by Mechanical means including stacking of serviceable material & disposal of unserviceable material within 50mtrs lead : In Cement Mortar. | item99 | 20 | Cu.M
73 | Dismantling doors, windows and clerestory windows (steel or wood)shutter including chowkhats,architrave holdfasts etc. complete andstacking any where within NFL complex including dismantling MS Grill fromwindow/vent chowkhats of area 3 sq.m. and below.(Double leaf shuttershall be treated as 1 unit only for measurement ) | item100 | 30 | EACH |  |  |  | Excess(+) | 1 | Full Conversion | INR | [40 empty] | 0 | 0 | INR Zero Only | 73 | Dismantling doors, windows and clerestory windows (steel or wood)shutter including chowkhats,architrave holdfasts etc. complete andstacking any where within NFL complex including dismantling MS Grill fromwindow/vent chowkhats of area 3 sq.m. and below.(Double leaf shuttershall be treated as 1 unit only for measurement ) | item100 | 30 | EACH
74 | Dismantling roofing including ridges, hips valleys and gutters etc. and stacking the material within 50 metres lead of: Asbestos / CGI / Aluminium / any other type Sheets | item101 | 225 | Sq.M |  |  |  | Excess(+) | 1 | Full Conversion | INR | [40 empty] | 0 | 0 | INR Zero Only | 74 | Dismantling roofing including ridges, hips valleys and gutters etc. and stacking the material within 50 metres lead of: Asbestos / CGI / Aluminium / any other type Sheets | item101 | 225 | Sq.M
75 | Taking out doors, windows and clerestory windowshutters (steel or wood) including stacking any where in NFL Complex of area 3 m2 and below (double leafshutter shall be treated as one unit only). | item102 | 45 | Each |  |  |  | Excess(+) | 1 | Full Conversion | INR | [40 empty] | 0 | 0 | INR Zero Only | 75 | Taking out doors, windows and clerestory windowshutters (steel or wood) including stacking any where in NFL Complex of area 3 m2 and below (double leafshutter shall be treated as one unit only). | item102 | 45 | Each
76 | Dismentling old plaster or skirting raking out joints and cleaning the surface for plaster including disposal of rubbish to the dumping ground with in 50 metre lead. | item103 | 550 | Sq.M |  |  |  | Excess(+) | 1 | Full Conversion | INR | [40 empty] | 0 | 0 | INR Zero Only | 76 | Dismentling old plaster or skirting raking out joints and cleaning the surface for plaster including disposal of rubbish to the dumping ground with in 50 metre lead. | item103 | 550 | Sq.M
77 | deleted | [53 empty] | 77 | deleted
78 | Supplying at site Angle Iron Posts and struts of required sizes including bottom to be split and bent at right angle in opposite directions for 10 cm length and drilling holes upto 10 mm dia | item105 | 10 | Kg |  |  |  | Excess(+) | 1 | Full Conversion | INR | [40 empty] | 0 | 0 | INR Zero Only | 78 | Supplying at site Angle Iron Posts and struts of required sizes including bottom to be split and bent at right angle in opposite directions for 10 cm length and drilling holes upto 10 mm dia | item105 | 10 | Kg
79 | Deleted | item106 | [52 empty] | 79 | Deleted | item106
80 | Providing and fixing white vitreous china flat back or wall corner type lipped front urinal basin of 430x260x350mm and 340x410x265 mm sizes respectively with automatic flushing cistern with standard flush pipe and CP brass spreaders with bass unions and GI clamps complete, including painting of fittings and brackets, cutting and making good the walls and floors wherever required. One urinal basin with 5 litre white PVC automatic flushing cistern | item107 | 3 | Each |  |  |  | Excess(+) | 1 | Full Conversion | INR | [40 empty] | 0 | 0 | INR Zero Only | 80 | Providing and fixing white vitreous china flat back or wall corner type lipped front urinal basin of 430x260x350mm and 340x410x265 mm sizes respectively with automatic flushing cistern with standard flush pipe and CP brass spreaders with bass unions and GI clamps complete, including painting of fittings and brackets, cutting and making good the walls and floors wherever required. One urinal basin with 5 litre white PVC automatic flushing cistern | item107 | 3 | Each
81 | Providing and fixing / replacing white vitreous china water closet squatting pan(Indian type) Long pattern W.C. pan of size 580mm./ Orrisa pattern 580 X 440 mm | item108 | 5 | EACH |  |  |  | Excess(+) | 1 | Full Conversion | INR | [40 empty] | 0 | 0 | INR Zero Only | 81 | Providing and fixing / replacing white vitreous china water closet squatting pan(Indian type) Long pattern W.C. pan of size 580mm./ Orrisa pattern 580 X 440 mm | item108 | 5 | EACH
82 | Providing and fixing / replacing white vitreous chine pedestal type (European type/wash down type)water closet pan of of approved make | item109 | 5 | EACH |  |  |  | Excess(+) | 1 | Full Conversion | INR | [40 empty] | 0 | 0 | INR Zero Only | 82 | Providing and fixing / replacing white vitreous chine pedestal type (European type/wash down type)water closet pan of of approved make | item109 | 5 | EACH
83 | Providing and fixing / replacing P.V.C. low level flushing cistern with manuallycontrolled device (handle lever) conforming to IS 7231, with all fittings and fixtures complete 10 litre capacity - White | item110 | 15 | EACH |  |  |  | Excess(+) | 1 | Full Conversion | INR | [40 empty] | 0 | 0 | INR Zero Only | 83 | Providing and fixing / replacing P.V.C. low level flushing cistern with manuallycontrolled device (handle lever) conforming to IS 7231, with all fittings and fixtures complete 10 litre capacity - White | item110 | 15 | EACH
84 | Providing and fixing solid plastic seat with lid for pedestal type W.C. pan of make Parryware/Hindware/Seabird/Orient (Coral) with C.P. brass hinges, rubber buffers etc. complete: | item111 | [5 empty] | Excess(+) | 1 | Full Conversion | INR | [43 empty] | 84 | Providing and fixing solid plastic seat with lid for pedestal type W.C. pan of make Parryware/Hindware/Seabird/Orient (Coral) with C.P. brass hinges, rubber buffers etc. complete: | item111
84.1 | Black Solid Plastic Seat with lid | item112 | 1 | EACH |  |  |  | Excess(+) | 1 | Full Conversion | INR | [40 empty] | 0 | 0 | INR Zero Only | 84.1 | Black Solid Plastic Seat with lid | item112 | 1 | EACH
84.2 | White Solid Plastic Seat with lid | item113 | 8 | EACH |  |  |  | Excess(+) | 1 | Full Conversion | INR | [40 empty] | 0 | 0 | INR Zero Only | 84.2 | White Solid Plastic Seat with lid | item113 | 8 | EACH
85 | Providing and fixing G.I. inlet connection for flush pipe connecting with W.C.Pan | item114 | 1 | EACH |  |  |  | Excess(+) | 1 | Full Conversion | INR | [40 empty] | 0 | 0 | INR Zero Only | 85 | Providing and fixing G.I. inlet connection for flush pipe connecting with W.C.Pan | item114 | 1 | EACH
86 | Providing and fixing / replacing white vitreous china wash basin including making all connections but excluding the cost of fittings : Flat back wash basin of size 550x400mm. | item115 | 5 | EACH |  |  |  | Excess(+) | 1 | Full Conversion | INR | [40 empty] | 0 | 0 | INR Zero Only | 86 | Providing and fixing / replacing white vitreous china wash basin including making all connections but excluding the cost of fittings : Flat back wash basin of size 550x400mm. | item115 | 5 | EACH
87 | Providing and fixing P.V.C. waste pipe for sink or wash basin including P.V.C.waste fittings complete. | item116 | [5 empty] | Excess(+) | 1 | Full Conversion | INR | [43 empty] | 87 | Providing and fixing P.V.C. waste pipe for sink or wash basin including P.V.C.waste fittings complete. | item116
87.1 | semi rigid pipe 32 mm dia | item117 | 60 | EACH |  |  |  | Excess(+) | 1 | Full Conversion | INR | [40 empty] | 0 | 0 | INR Zero Only | 87.1 | semi rigid pipe 32 mm dia | item117 | 60 | EACH
87.2 | semi rigid pipe 40 mm dia | item118 | 75 | EACH |  |  |  | Excess(+) | 1 | Full Conversion | INR | [40 empty] | 0 | 0 | INR Zero Only | 87.2 | semi rigid pipe 40 mm dia | item118 | 75 | EACH
88 | Providing and fixing 100mm Sand Cast Iron/C.P. grating for gully, floor or Nahni trap. | item119 | 10 | EACH |  |  |  | Excess(+) | 1 | Full Conversion | INR | [40 empty] | 0 | 0 | INR Zero Only | 88 | Providing and fixing 100mm Sand Cast Iron/C.P. grating for gully, floor or Nahni trap. | item119 | 10 | EACH
89 | Providing and fixing / replacing 600 X 450 mm bevelled / Plain edge mirror of superior glass ( of approved quality) complete with 6mm thick hard board ground fixed to wooden cleats with C.P. brass screws and washers. | item120 | 15 | EACH |  |  |  | Excess(+) | 1 | Full Conversion | INR | [40 empty] | 0 | 0 | INR Zero Only | 89 | Providing and fixing / replacing 600 X 450 mm bevelled / Plain edge mirror of superior glass ( of approved quality) complete with 6mm thick hard board ground fixed to wooden cleats with C.P. brass screws and washers. | item120 | 15 | EACH
90 | Providing and fixing soil, waste and vent pipes: Sand cast iron S&S pipe. As per IS 1729 | item121 | [5 empty] | Excess(+) | 1 | Full Conversion | INR | [43 empty] | 90 | Providing and fixing soil, waste and vent pipes: Sand cast iron S&S pipe. As per IS 1729 | item121
90.1 | 100mm dia | item122 | 2 | METRE |  |  |  | Excess(+) | 1 | Full Conversion | INR | [40 empty] | 0 | 0 | INR Zero Only | 90.1 | 100mm dia | item122 | 2 | METRE
90.2 | 75mm dia | item123 | 2 | METRE |  |  |  | Excess(+) | 1 | Full Conversion | INR | [40 empty] | 0 | 0 | INR Zero Only | 90.2 | 75mm dia | item123 | 2 | METRE
91 | Providing and fixing plain bend of required degree 100mm Sand cast iron S&S as per IS 1729 | item124 | 1 | EACH |  |  |  | Excess(+) | 1 | Full Conversion | INR | [40 empty] | 0 | 0 | INR Zero Only | 91 | Providing and fixing plain bend of required degree 100mm Sand cast iron S&S as per IS 1729 | item124 | 1 | EACH
92 | Providing and fixing Cast iron trap of self cleansing design with Sand Cast iron screwed down or hinged grating with or without vent arm complete, inclulding cost of cutting and making good the walls and floors: 100mm inlet and 75mm outlet Sand cast iron S&S as per IS 1729 | item125 | 2 | EACH |  |  |  | Excess(+) | 1 | Full Conversion | INR | [40 empty] | 0 | 0 | INR Zero Only | 92 | Providing and fixing Cast iron trap of self cleansing design with Sand Cast iron screwed down or hinged grating with or without vent arm complete, inclulding cost of cutting and making good the walls and floors: 100mm inlet and 75mm outlet Sand cast iron S&S as per IS 1729 | item125 | 2 | EACH
93 | Providing and fixing PTMT / CP Brass towel rail complete with brackets fixed to wooden cleats with CP brass screws with concealed fittings arrangement of approved quality & colour and make 600 mm long towel rail with total length of 645 mm, width 78mm and effective height of 88mm, weighing not less than 190 grams | item126 | 2 | Each |  |  |  | Excess(+) | 1 | Full Conversion | INR | [40 empty] | 0 | 0 | INR Zero Only | 93 | Providing and fixing PTMT / CP Brass towel rail complete with brackets fixed to wooden cleats with CP brass screws with concealed fittings arrangement of approved quality & colour and make 600 mm long towel rail with total length of 645 mm, width 78mm and effective height of 88mm, weighing not less than 190 grams | item126 | 2 | Each
94 | Providing and foxing PTMT / CP Brass liquid soap container 109mm, wide 125 mm high, and 112 mm distance from wall of standard shape with bracket of the same material with snap fittings of approved quality & colour Weighing not less than 105 gms | item127 | 5 | Each |  |  |  | Excess(+) | 1 | Full Conversion | INR | [40 empty] | 0 | 0 | INR Zero Only | 94 | Providing and foxing PTMT / CP Brass liquid soap container 109mm, wide 125 mm high, and 112 mm distance from wall of standard shape with bracket of the same material with snap fittings of approved quality & colour Weighing not less than 105 gms | item127 | 5 | Each
95 | Providing and fixing G.I. pipes complete with G.I. fittings and clamps, including cutting and making good the walls etc. (internal work) :Exposed on wall | item128 | [5 empty] | Excess(+) | 1 | Full Conversion | INR | [43 empty] | 95 | Providing and fixing G.I. pipes complete with G.I. fittings and clamps, including cutting and making good the walls etc. (internal work) :Exposed on wall | item128
95.1 | 15mm nominal bore. | item129 | 30 | METRE |  |  |  | Excess(+) | 1 | Full Conversion | INR | [40 empty] | 0 | 0 | INR Zero Only | 95.1 | 15mm nominal bore. | item129 | 30 | METRE
95.2 | 20mm nominal bore. | item130 | 15 | METRE |  |  |  | Excess(+) | 1 | Full Conversion | INR | [40 empty] | 0 | 0 | INR Zero Only | 95.2 | 20mm nominal bore. | item130 | 15 | METRE
95.3 | 25mm nominal bore | item131 | 3 | METRE |  |  |  | Excess(+) | 1 | Full Conversion | INR | [40 empty] | 0 | 0 | INR Zero Only | 95.3 | 25mm nominal bore | item131 | 3 | METRE
95.4 | 32mm nominal bore | item132 | 3 | METRE |  |  |  | Excess(+) | 1 | Full Conversion | INR | [40 empty] | 0 | 0 | INR Zero Only | 95.4 | 32mm nominal bore | item132 | 3 | METRE
95.5 | 40mmnominal bore | item133 | 3 | METRE |  |  |  | Excess(+) | 1 | Full Conversion | INR | [40 empty] | 0 | 0 | INR Zero Only | 95.5 | 40mmnominal bore | item133 | 3 | METRE
95.6 | 50 mm dia nominal bore | item134 | 2 | METRE |  |  |  | Excess(+) | 1 | Full Conversion | INR | [40 empty] | 0 | 0 | INR Zero Only | 95.6 | 50 mm dia nominal bore | item134 | 2 | METRE
96 | Providing and fixing G.I. pipes complete with G.I. fittings including trenching and refilling etc. (external work). | item135 | [5 empty] | Excess(+) | 1 | Full Conversion | INR | [43 empty] | 96 | Providing and fixing G.I. pipes complete with G.I. fittings including trenching and refilling etc. (external work). | item135
96.1 | 15mm nominal bore. | item136 | 150 | METRE |  |  |  | Excess(+) | 1 | Full Conversion | INR | [40 empty] | 0 | 0 | INR Zero Only | 96.1 | 15mm nominal bore. | item136 | 150 | METRE
96.2 | 20mm nominal bore | item137 | 40 | METER |  |  |  | Excess(+) | 1 | Full Conversion | INR | [40 empty] | 0 | 0 | INR Zero Only | 96.2 | 20mm nominal bore | item137 | 40 | METER
96.3 | 25mm nominal bore | item138 | 3 | METER |  |  |  | Excess(+) | 1 | Full Conversion | INR | [40 empty] | 0 | 0 | INR Zero Only | 96.3 | 25mm nominal bore | item138 | 3 | METER
96.4 | 32mm nominal bore | item139 | 5 | METER |  |  |  | Excess(+) | 1 | Full Conversion | INR | [40 empty] | 0 | 0 | INR Zero Only | 96.4 | 32mm nominal bore | item139 | 5 | METER
96.5 | 40mm nominal bore | item140 | 3 | METER |  |  |  | Excess(+) | 1 | Full Conversion | INR | [40 empty] | 0 | 0 | INR Zero Only | 96.5 | 40mm nominal bore | item140 | 3 | METER
96.6 | 50mm nominal bore | item141 | 3 | METER |  |  |  | Excess(+) | 1 | Full Conversion | INR | [40 empty] | 0 | 0 | INR Zero Only | 96.6 | 50mm nominal bore | item141 | 3 | METER
97 | Making connection of G.I. distribution branch with G.I. main of following sizes by providing and fixing tee including cutting and threading the pipe etc. complete. 25 to 40 mm nominal bore. | item142 | 1 | Each |  |  |  | Excess(+) | 1 | Full Conversion | INR | [40 empty] | 0 | 0 | INR Zero Only | 97 | Making connection of G.I. distribution branch with G.I. main of following sizes by providing and fixing tee including cutting and threading the pipe etc. complete. 25 to 40 mm nominal bore. | item142 | 1 | Each
98 | Providing and fixing brass bib cock of approved quality : 15mm nominal bore. | item143 | 70 | EACH |  |  |  | Excess(+) | 1 | Full Conversion | INR | [40 empty] | 0 | 0 | INR Zero Only | 98 | Providing and fixing brass bib cock of approved quality : 15mm nominal bore. | item143 | 70 | EACH
99 | Providing and fixing brass stop cock of approved quality : | item144 | [5 empty] | Excess(+) | 1 | Full Conversion | INR | [43 empty] | 99 | Providing and fixing brass stop cock of approved quality : | item144
99.1 | 15mm nominal bore. | item145 | 60 | EACH |  |  |  | Excess(+) | 1 | Full Conversion | INR | [40 empty] | 0 | 0 | INR Zero Only | 99.1 | 15mm nominal bore. | item145 | 60 | EACH
99.2 | 20mm nominal bore. | item146 | 3 | EACH |  |  |  | Excess(+) | 1 | Full Conversion | INR | [40 empty] | 0 | 0 | INR Zero Only | 99.2 | 20mm nominal bore. | item146 | 3 | EACH
100 | Providing and fixing ball valve (Brass) of approved quality complete : High or low pressure with plastic floats 15mm nominal bore | item147 | 35 | EACH |  |  |  | Excess(+) | 1 | Full Conversion | INR | [40 empty] | 0 | 0 | INR Zero Only | 100 | Providing and fixing ball valve (Brass) of approved quality complete : High or low pressure with plastic floats 15mm nominal bore | item147 | 35 | EACH
101 | Providing and fixing unplasticised P.V.C. connection pipe with brass unions : 45 Cm length - 15 mm nominal bore | item148 | 90 | EACH |  |  |  | Excess(+) | 1 | Full Conversion | INR | [40 empty] | 0 | 0 | INR Zero Only | 101 | Providing and fixing unplasticised P.V.C. connection pipe with brass unions : 45 Cm length - 15 mm nominal bore | item148 | 90 | EACH
102 | Providing and fixing C.P. Brass shower rose with 15 or 20mm inlet: 100mm diameter. | item149 | 3 | EACH |  |  |  | Excess(+) | 1 | Full Conversion | INR | [40 empty] | 0 | 0 | INR Zero Only | 102 | Providing and fixing C.P. Brass shower rose with 15 or 20mm inlet: 100mm diameter. | item149 | 3 | EACH
103 | Boring with 100 mm diameter casting pipe for hand pump /tube well in all soils except ordanary hard rock requiring blasting including removing the casing pipe after the hand pipe/tube well is lowered and tested Upto 6 metres depth. | item150 | 40 | Metre |  |  |  | Excess(+) | 1 | Full Conversion | INR | [40 empty] | 0 | 0 | INR Zero Only | 103 | Boring with 100 mm diameter casting pipe for hand pump /tube well in all soils except ordanary hard rock requiring blasting including removing the casing pipe after the hand pipe/tube well is lowered and tested Upto 6 metres depth. | item150 | 40 | Metre
104 | Providing and fixing C.P.Brass bib cock / Stop Cock / Angle Cock of approved quality 15 mm nominal bore | item151 | 6 | EACH |  |  |  | Excess(+) | 1 | Full Conversion | INR | [40 empty] | 0 | 0 | INR Zero Only | 104 | Providing and fixing C.P.Brass bib cock / Stop Cock / Angle Cock of approved quality 15 mm nominal bore | item151 | 6 | EACH
105 | Cutting holes upto 30x30cm in walls including making good the same: With F.P.S. Bricks. | item152 | 5 | EACH |  |  |  | Excess(+) | 1 | Full Conversion | INR | [40 empty] | 0 | 0 | INR Zero Only | 105 | Cutting holes upto 30x30cm in walls including making good the same: With F.P.S. Bricks. | item152 | 5 | EACH
106 | Cutting holes upto 15cm x 15cm in R.C.C.floors and roofs for passing drain pipe etc. and repairing the holes after insertion of drain pipe etc. with cement concrete 1:2:4 (1 cement:2 coarse sand:4 graded stone aggregate 20mm nominal size) including finishing complete so as to make it leak proof. | item153 | 5 | EACH |  |  |  | Excess(+) | 1 | Full Conversion | INR | [40 empty] | 0 | 0 | INR Zero Only | 106 | Cutting holes upto 15cm x 15cm in R.C.C.floors and roofs for passing drain pipe etc. and repairing the holes after insertion of drain pipe etc. with cement concrete 1:2:4 (1 cement:2 coarse sand:4 graded stone aggregate 20mm nominal size) including finishing complete so as to make it leak proof. | item153 | 5 | EACH
107 | Making chase upto 75 X 75 mm in walls including making good after housing pipes ete. | item154 | 20 | METRE |  |  |  | Excess(+) | 1 | Full Conversion | INR | [40 empty] | 0 | 0 | INR Zero Only | 107 | Making chase upto 75 X 75 mm in walls including making good after housing pipes ete. | item154 | 20 | METRE
108 | Providing, laying & jointing glazed stoneware pipe grade 'A' with stiff mixture of cement mortar in the proportion of 1:1(1 cement:1 fine sand) including testing of joints etc. complete: 100 mm dia | item155 | 2 | METRE |  |  |  | Excess(+) | 1 | Full Conversion | INR | [40 empty] | 0 | 0 | INR Zero Only | 108 | Providing, laying & jointing glazed stoneware pipe grade 'A' with stiff mixture of cement mortar in the proportion of 1:1(1 cement:1 fine sand) including testing of joints etc. complete: 100 mm dia | item155 | 2 | METRE
109 | Providing and laying cement concrete 1:5:10(1 cement:5 fine sand:10 graded stone aggregate 40mm nominal size)alround S.W.pipes including bed concrete as per standard desing: 100mm diameter S.W.pipe. | item156 | 2 | METRE |  |  |  | Excess(+) | 1 | Full Conversion | INR | [40 empty] | 0 | 0 | INR Zero Only | 109 | Providing and laying cement concrete 1:5:10(1 cement:5 fine sand:10 graded stone aggregate 40mm nominal size)alround S.W.pipes including bed concrete as per standard desing: 100mm diameter S.W.pipe. | item156 | 2 | METRE
110 | Constructing brick masonry manhole with 75 class designation bricks incement mortar 1:4 (1 cement:4 coarse sand) R.C.C. top slab with 1:2:4mix (1 cement:2 coarse sand:4 graded stone aggregate 20 mm nominal size), foundation concrete 1:4:8 mix (1 cement:4 coarse sand:8 graded stone aggregate 40 mm nominal size) inside plastering 12mm thick with cement mortar 1:3 (1 cement:3 coarse sand):Finished with floating coatof neat cement and making channels in cement concrete 1:2:4 (1cement:2 coarse sand:4graded stone aggregate 20 mm nominal size) finished with a floating coat of neat cement complete as per standard design: Inside size 90x80 cm and 45 cm deep including C.I. cover with frame(Light duty) 455x610 mm internal dimensions total weight of cover andframe to be not less than 38 kg (weightof cover 23 kg and weight of frame 15 kg). With F.P.S. bricks. | item157 | 1 | EACH |  |  |  | Excess(+) | 1 | Full Conversion | INR | [40 empty] | 0 | 0 | INR Zero Only | 110 | Constructing brick masonry manhole with 75 class designation bricks incement mortar 1:4 (1 cement:4 coarse sand) R.C.C. top slab with 1:2:4mix (1 cement:2 coarse sand:4 graded stone aggregate 20 mm nominal size), foundation concrete 1:4:8 mix (1 cement:4 coarse sand:8 graded stone aggregate 40 mm nominal size) inside plastering 12mm thick with cement mortar 1:3 (1 cement:3 coarse sand):Finished with floating coatof neat cement and making channels in cement concrete 1:2:4 (1cement:2 coarse sand:4graded stone aggregate 20 mm nominal size) finished with a floating coat of neat cement complete as per standard design: Inside size 90x80 cm and 45 cm deep including C.I. cover with frame(Light duty) 455x610 mm internal dimensions total weight of cover andframe to be not less than 38 kg (weightof cover 23 kg and weight of frame 15 kg). With F.P.S. bricks. | item157 | 1 | EACH
111 | Providing & fixing square mouth S.W. gully trap grade Acomplete withC.I. Grating brick masonry chamber with water tight CI cover with frameof 300X300 mm (inside)size the weight of cover to be not less than 4.50kg and frame to be not less than 2.70 kg as per standard design 100X100 mm size P Type with FPS bricks of class desig 75 | item158 | 1 | EACH |  |  |  | Excess(+) | 1 | Full Conversion | INR | [40 empty] | 0 | 0 | INR Zero Only | 111 | Providing & fixing square mouth S.W. gully trap grade Acomplete withC.I. Grating brick masonry chamber with water tight CI cover with frameof 300X300 mm (inside)size the weight of cover to be not less than 4.50kg and frame to be not less than 2.70 kg as per standard design 100X100 mm size P Type with FPS bricks of class desig 75 | item158 | 1 | EACH
112 | Providing and fixing anodised aluminium work for doors, windows, ventilators and partitions with extruded built up standrad tublar and other sections of approved make confirming to IS:733 and IS:1285,anodised transparents or dyed to required shade according to IS:1868.(Minium anodic coating of grade AC 15) fixed with rawl plugs and screws or with fixing clips,or with expansion hold fastners including necessary filling up of gaps at junctions at top,bottom and sides with required PVC /neoprene felt etc. Aluminium sections shall be smooth, rust free, straight mitred and jointed mechanically wherever required including cleat angle,Aluminium snap beading for glazing/panelling C.P. brass/stainless steel screws all complete as per Architectural drawings and the directions of Engineer- in- charge.(Glazing and panelling to be paid for separately) | item159 | [5 empty] | Excess(+) | 1 | Full Conversion | INR | [43 empty] | 112 | Providing and fixing anodised aluminium work for doors, windows, ventilators and partitions with extruded built up standrad tublar and other sections of approved make confirming to IS:733 and IS:1285,anodised transparents or dyed to required shade according to IS:1868.(Minium anodic coating of grade AC 15) fixed with rawl plugs and screws or with fixing clips,or with expansion hold fastners including necessary filling up of gaps at junctions at top,bottom and sides with required PVC /neoprene felt etc. Aluminium sections shall be smooth, rust free, straight mitred and jointed mechanically wherever required including cleat angle,Aluminium snap beading for glazing/panelling C.P. brass/stainless steel screws all complete as per Architectural drawings and the directions of Engineer- in- charge.(Glazing and panelling to be paid for separately) | item159
112.1 | For fixed portion. | item160 | 75 | KG |  |  |  | Excess(+) | 1 | Full Conversion | INR | [40 empty] | 0 | 0 | INR Zero Only | 112.1 | For fixed portion. | item160 | 75 | KG
112.2 | For shutters of doors, windows and ventilators including providing and fixing hinges/pivots and making provision for fixing of fittings wherever required including the cost of PVC/neoprene gasket required | item161 | 50 | KG |  |  |  | Excess(+) | 1 | Full Conversion | INR | [40 empty] | 0 | 0 | INR Zero Only | 112.2 | For shutters of doors, windows and ventilators including providing and fixing hinges/pivots and making provision for fixing of fittings wherever required including the cost of PVC/neoprene gasket required | item161 | 50 | KG
113 | Providing and fixing glazing in aluminium door,window, ventilator shutters and partitions etc. with PVC/neoprene gasket etc. complete as per the structural drawings and the direction of Engineer-in-charge.(cost of aluminium snap beading shall be paid in basic item.) | item162 | [5 empty] | Excess(+) | 1 | Full Conversion | INR | [43 empty] | 113 | Providing and fixing glazing in aluminium door,window, ventilator shutters and partitions etc. with PVC/neoprene gasket etc. complete as per the structural drawings and the direction of Engineer-in-charge.(cost of aluminium snap beading shall be paid in basic item.) | item162
113.1 | With float glass panes 4 mm thickness | item163 | 5 | Sq.M |  |  |  | Excess(+) | 1 | Full Conversion | INR | [40 empty] | 0 | 0 | INR Zero Only | 113.1 | With float glass panes 4 mm thickness | item163 | 5 | Sq.M
113.2 | With float glass panes of 5.50mm thikness | item164 | 5 | Sq.M |  |  |  | Excess(+) | 1 | Full Conversion | INR | [40 empty] | 0 | 0 | INR Zero Only | 113.2 | With float glass panes of 5.50mm thikness | item164 | 5 | Sq.M
114 | Providing and fixing double action hydraulic floor spring of approved brand and manufacture IS : 6315 marked, Hardwyn make (Model 3000) or equivalent for doors including cost of cutting floors a required, embedding in floors and coverplates with brass pivot and single piece M.S. Sheet outer box with slide plate etc. complete as per the direction ofEngineer-in-charge. With Stainless Steel cover plate | item165 | 2 | EACH |  |  |  | Excess(+) | 1 | Full Conversion | INR | [40 empty] | 0 | 0 | INR Zero Only | 114 | Providing and fixing double action hydraulic floor spring of approved brand and manufacture IS : 6315 marked, Hardwyn make (Model 3000) or equivalent for doors including cost of cutting floors a required, embedding in floors and coverplates with brass pivot and single piece M.S. Sheet outer box with slide plate etc. complete as per the direction ofEngineer-in-charge. With Stainless Steel cover plate | item165 | 2 | EACH
115 | Providing and fixing curtain rods of 1.25 mm thick chromium plated brass plate, with two chromium plated brass brackets fixed with c.P. brass screws and wooden plugs etc. wherever necessary complete : 12 mm dia | item166 | 15 | mtr |  |  |  | Excess(+) | 1 | Full Conversion | INR | [40 empty] | 0 | 0 | INR Zero Only | 115 | Providing and fixing curtain rods of 1.25 mm thick chromium plated brass plate, with two chromium plated brass brackets fixed with c.P. brass screws and wooden plugs etc. wherever necessary complete : 12 mm dia | item166 | 15 | mtr
116 | Providing and fixing kitchen sink with CI brackets, CP brass chain with rubber plug 40 mm CP brass waste complete including painting the fittings & brackets, cutting & making good the walls wherever required. White glazed fire clay kitchen sink size 600x400x250 mm | item167 | 2 | No. |  |  |  | Excess(+) | 1 | Full Conversion | INR | [40 empty] | 0 | 0 | INR Zero Only | 116 | Providing and fixing kitchen sink with CI brackets, CP brass chain with rubber plug 40 mm CP brass waste complete including painting the fittings & brackets, cutting & making good the walls wherever required. White glazed fire clay kitchen sink size 600x400x250 mm | item167 | 2 | No.
117 | Providing and fixing double scafolding system (cup lock type) on the exterior side, upto 7 storey height made with 40 mm dia MS tube 1.5 m centre to centre horizentalo and vertical tubes joining with cup & lock system with MS tube, MS tubes challies, MS clamps & MS staircase system in the scafolding for working platform etc. and maintaining it in a servicieable conditions for the required duration as approved and removing it thereafter. The scafolding system shall be stiffened with bracings runners, connection with the building etc. Wherever required for inspection of work at required location with essential safety features for the workmen etc. complete as per direction and approval of Engineer -In-Charge. The lavational area of the scafolding shall be measured for payment purposes. The payment will be made once irrespective of the duration of scafolding. Notre :- This item to be used for maintenance work judicially, necessary deductions for scafolding in the exisiting item to be done | item168 | 800 | Sq.M. |  |  |  | Excess(+) | 1 | Full Conversion | INR | [40 empty] | 0 | 0 | INR Zero Only | 117 | Providing and fixing double scafolding system (cup lock type) on the exterior side, upto 7 storey height made with 40 mm dia MS tube 1.5 m centre to centre horizentalo and vertical tubes joining with cup & lock system with MS tube, MS tubes challies, MS clamps & MS staircase system in the scafolding for working platform etc. and maintaining it in a servicieable conditions for the required duration as approved and removing it thereafter. The scafolding system shall be stiffened with bracings runners, connection with the building etc. Wherever required for inspection of work at required location with essential safety features for the workmen etc. complete as per direction and approval of Engineer -In-Charge. The lavational area of the scafolding shall be measured for payment purposes. The payment will be made once irrespective of the duration of scafolding. Notre :- This item to be used for maintenance work judicially, necessary deductions for scafolding in the exisiting item to be done | item168 | 800 | Sq.M.
118 | Filling available excavated earth (excluding rock) in trenches, plinth, sides of foundation etc. in layers not exceeding 20 cms in depth: consolidating each deposited layer by ramming and watering lead upto 50 m and lift upto 1.50 metres. | item169 | 60 | Cu.M. |  |  |  | Excess(+) | 1 | Full Conversion | INR | [40 empty] | 0 | 0 | INR Zero Only | 118 | Filling available excavated earth (excluding rock) in trenches, plinth, sides of foundation etc. in layers not exceeding 20 cms in depth: consolidating each deposited layer by ramming and watering lead upto 50 m and lift upto 1.50 metres. | item169 | 60 | Cu.M.
119 | Supplying Chemical emulsion in sealed containers including delivery at site Chlorpyriphos / Lindane emulsifiable concentrate of 20% | item170 | 2 | Litre |  |  |  | Excess(+) | 1 | Full Conversion | INR | [40 empty] | 0 | 0 | INR Zero Only | 119 | Supplying Chemical emulsion in sealed containers including delivery at site Chlorpyriphos / Lindane emulsifiable concentrate of 20% | item170 | 2 | Litre
120 | Provding & fixing 600x120x5 mm glass shelf with edges round of supported on anodised aluminium angle frame with C.P. brass brackets and guard rail complete fixed with 40 mm long screws, rawl plugs etc. complete. | item171 | 2 | Each |  |  |  | Excess(+) | 1 | Full Conversion | INR | [40 empty] | 0 | 0 | INR Zero Only | 120 | Provding & fixing 600x120x5 mm glass shelf with edges round of supported on anodised aluminium angle frame with C.P. brass brackets and guard rail complete fixed with 40 mm long screws, rawl plugs etc. complete. | item171 | 2 | Each
121 | Providing & fixing of toilet paper holder : CP Brass | item172 | 2 | Each |  |  |  | Excess(+) | 1 | Full Conversion | INR | [40 empty] | 0 | 0 | INR Zero Only | 121 | Providing & fixing of toilet paper holder : CP Brass | item172 | 2 | Each
122 | Providing and fixing Salem Stainless steel A ISI 304 (18 / 8) kitchen sink as per I.s. 13983 with C.I. Brackets and stainless steel plug40mm including painting of fittings and brackets, cutting and makinggood the walls wherever required: Kitchen sink without drain board 610 x 460 mm bowl depth 200 mm | item173 | 5 | Each |  |  |  | Excess(+) | 1 | Full Conversion | INR | [40 empty] | 0 | 0 | INR Zero Only | 122 | Providing and fixing Salem Stainless steel A ISI 304 (18 / 8) kitchen sink as per I.s. 13983 with C.I. Brackets and stainless steel plug40mm including painting of fittings and brackets, cutting and makinggood the walls wherever required: Kitchen sink without drain board 610 x 460 mm bowl depth 200 mm | item173 | 5 | Each
123 | Providing and fixing controlled flush, low level cistern made of vitreous china with all fittings complete. | item174 | 2 | Each |  |  |  | Excess(+) | 1 | Full Conversion | INR | [40 empty] | 0 | 0 | INR Zero Only | 123 | Providing and fixing controlled flush, low level cistern made of vitreous china with all fittings complete. | item174 | 2 | Each
124 | Tile brick masonry with common burnt clay F.P.S. (non modular) tile bricks of class designation 10 in superstructure above plinth level up to floor V level in cement mortar 1 : 6 ( 1 cement : 6 coarse sand). | item175 | 1 | Cu.M. |  |  |  | Excess(+) | 1 | Full Conversion | INR | [40 empty] | 0 | 0 | INR Zero Only | 124 | Tile brick masonry with common burnt clay F.P.S. (non modular) tile bricks of class designation 10 in superstructure above plinth level up to floor V level in cement mortar 1 : 6 ( 1 cement : 6 coarse sand). | item175 | 1 | Cu.M.
125 | Providing and fixing false ceiling with 12 mm thick plain/semi perporated or with design ceiling tiles of BWP type phenol formaldehyde synthetic resin bonded pressed particle board conforming to IS :3087 finished with a coat of aluminium primer on both sides & edges and two coats of synthetic enamel paint of approved quality on exposed face fixed to existing grid. (Aluminium frame work shall be paid separately, if required) | item176 | 10 | Sq.M. |  |  |  | Excess(+) | 1 | Full Conversion | INR | [40 empty] | 0 | 0 | INR Zero Only | 125 | Providing and fixing false ceiling with 12 mm thick plain/semi perporated or with design ceiling tiles of BWP type phenol formaldehyde synthetic resin bonded pressed particle board conforming to IS :3087 finished with a coat of aluminium primer on both sides & edges and two coats of synthetic enamel paint of approved quality on exposed face fixed to existing grid. (Aluminium frame work shall be paid separately, if required) | item176 | 10 | Sq.M.
126 | Providing and fixing washing hand spray jet of approved quality to European type WC including making all connection to existing water supply system. | item177 | 3 | Each |  |  |  | Excess(+) | 1 | Full Conversion | INR | [40 empty] | 0 | 0 | INR Zero Only | 126 | Providing and fixing washing hand spray jet of approved quality to European type WC including making all connection to existing water supply system. | item177 | 3 | Each
127 | Providing and fixing decorative high pressure laminated sheet of plain / wood grain in gloss / matt / suede finish with high density protective surface layer and reverse side of adhesive bonding quality conforming to IS : 2046 type S, including cost of adhesive of approved quality 1.00 MM thick | item178 | 2 | Sq.M. |  |  |  | Excess(+) | 1 | Full Conversion | INR | [40 empty] | 0 | 0 | INR Zero Only | 127 | Providing and fixing decorative high pressure laminated sheet of plain / wood grain in gloss / matt / suede finish with high density protective surface layer and reverse side of adhesive bonding quality conforming to IS : 2046 type S, including cost of adhesive of approved quality 1.00 MM thick | item178 | 2 | Sq.M.
128 | Providing and fixing 22 SWG ( 0.7 mm ) thick Aluminium sheet to doors including cutting and fixing with suitable nails/screws complete. ( The area of Aluminium sheet actually fixed in position will be measured for payment). | item179 | 5 | Sq.M. |  |  |  | Excess(+) | 1 | Full Conversion | INR | [40 empty] | 0 | 0 | INR Zero Only | 128 | Providing and fixing 22 SWG ( 0.7 mm ) thick Aluminium sheet to doors including cutting and fixing with suitable nails/screws complete. ( The area of Aluminium sheet actually fixed in position will be measured for payment). | item179 | 5 | Sq.M.
129 | Providing and fixing plywood, one side Decorative veneer conforming to IS: 1328 (type - 1), for plain lining / cladding with necessary screws, including priming coat on unexposed surface with: | item180 | [5 empty] | Excess(+) | 1 | Full Conversion | INR | [43 empty] | 129 | Providing and fixing plywood, one side Decorative veneer conforming to IS: 1328 (type - 1), for plain lining / cladding with necessary screws, including priming coat on unexposed surface with: | item180
129.1 | Decorative Veneer facings of approved manufacture, 4 mm thick | item181 | 2 | Sq.M. |  |  |  | Excess(+) | 1 | Full Conversion | INR | [40 empty] | 0 | 0 | INR Zero Only | 129.1 | Decorative Veneer facings of approved manufacture, 4 mm thick | item181 | 2 | Sq.M.
129.2 | Decorative Veneer facings of approved manufacture, 6 mm thick | item182 | 3 | Sq.M. |  |  |  | Excess(+) | 1 | Full Conversion | INR | [40 empty] | 0 | 0 | INR Zero Only | 129.2 | Decorative Veneer facings of approved manufacture, 6 mm thick | item182 | 3 | Sq.M.
130 | Providing and fixing with 18 mm thick marble stone, as per sample approved by Engineer-in-charge, over 20 mm (average) thick base cement mortar 1 : 4 ( 1 Cement : 4 Coarse sand) laid and jointed grey cement slurry including rubbing and polishing complete with Raj Nagar Plain marble | item183 | 2 | Sq.M |  |  |  | Excess(+) | 1 | Full Conversion | INR | [40 empty] | 0 | 0 | INR Zero Only | 130 | Providing and fixing with 18 mm thick marble stone, as per sample approved by Engineer-in-charge, over 20 mm (average) thick base cement mortar 1 : 4 ( 1 Cement : 4 Coarse sand) laid and jointed grey cement slurry including rubbing and polishing complete with Raj Nagar Plain marble | item183 | 2 | Sq.M
131 | Providing and fixing white vitreous china flat back or wall corner type lipped front basin of 430 x 260 x 350 mm or 340 x 410 x 265 mm sizes respectively | item184 | 3 | Each |  |  |  | Excess(+) | 1 | Full Conversion | INR | [40 empty] | 0 | 0 | INR Zero Only | 131 | Providing and fixing white vitreous china flat back or wall corner type lipped front basin of 430 x 260 x 350 mm or 340 x 410 x 265 mm sizes respectively | item184 | 3 | Each
132 | flush pointing with cement mortar 1 : 3 ( 1 cement : 3 fine sand) maxed with 2% of integral water proofing compound by weight of cement for flat tile bricks on top of mud phaska with FPS brick tiles | item185 | 100 | Sq.M |  |  |  | Excess(+) | 1 | Full Conversion | INR | [40 empty] | 0 | 0 | INR Zero Only | 132 | flush pointing with cement mortar 1 : 3 ( 1 cement : 3 fine sand) maxed with 2% of integral water proofing compound by weight of cement for flat tile bricks on top of mud phaska with FPS brick tiles | item185 | 100 | Sq.M
133 | Hacking R.C.C./P.C.C. surface for roughening to get a good bond including disposal of rubbish (Any where in NFL Complex ) | item186 | 25 | Sq.M |  |  |  | Excess(+) | 1 | Full Conversion | INR | [40 empty] | 0 | 0 | INR Zero Only | 133 | Hacking R.C.C./P.C.C. surface for roughening to get a good bond including disposal of rubbish (Any where in NFL Complex ) | item186 | 25 | Sq.M
134 | Chipping of plain cement concrete or R.C.C. upto 25 mm depth on floors, walls, roofs, columns pillars for exposing reinforcement or for roughening the area at all heights and depths. | item187 | 200 | Sq.M |  |  |  | Excess(+) | 1 | Full Conversion | INR | [40 empty] | 0 | 0 | INR Zero Only | 134 | Chipping of plain cement concrete or R.C.C. upto 25 mm depth on floors, walls, roofs, columns pillars for exposing reinforcement or for roughening the area at all heights and depths. | item187 | 200 | Sq.M
135 | Making pockets in R.C.C. or P.C.C. upto 200 mm depth/with size of pockets upto 150x150 mm at vertical/Horizental surfaces at all heights & depths complete including making good wherever required. | item188 | 80 | Each |  |  |  | Excess(+) | 1 | Full Conversion | INR | [40 empty] | 0 | 0 | INR Zero Only | 135 | Making pockets in R.C.C. or P.C.C. upto 200 mm depth/with size of pockets upto 150x150 mm at vertical/Horizental surfaces at all heights & depths complete including making good wherever required. | item188 | 80 | Each
136 | Making pockets in bricks work in cement mortar upto200 mm depth with size of pocket upto 200x200 mm at vertical/Horizental surface at all heights & depth complete including making good wherever required. | item189 | 60 | Each |  |  |  | Excess(+) | 1 | Full Conversion | INR | [40 empty] | 0 | 0 | INR Zero Only | 136 | Making pockets in bricks work in cement mortar upto200 mm depth with size of pocket upto 200x200 mm at vertical/Horizental surface at all heights & depth complete including making good wherever required. | item189 | 60 | Each
137 | Cutting bitumenous/water bound road including disposal of surplus material any wherever within NFL complex but wihtout making good the same. | item190 | 5 | Sq.M |  |  |  | Excess(+) | 1 | Full Conversion | INR | [40 empty] | 0 | 0 | INR Zero Only | 137 | Cutting bitumenous/water bound road including disposal of surplus material any wherever within NFL complex but wihtout making good the same. | item190 | 5 | Sq.M
138 | Grinding the existing Marble stones / Mosaic floors, skirting, dados , platform , or any other area manually or by machines including finishing, polishing complete ( Thegrinding stone, machine, polish & detergents will be arranged by the contractor at his cost Ordinary finish | item191 | 5 | Sq.M. |  |  |  | Excess(+) | 1 | Full Conversion | INR | [40 empty] | 0 | 0 | INR Zero Only | 138 | Grinding the existing Marble stones / Mosaic floors, skirting, dados , platform , or any other area manually or by machines including finishing, polishing complete ( Thegrinding stone, machine, polish & detergents will be arranged by the contractor at his cost Ordinary finish | item191 | 5 | Sq.M.
139 | Making good the pockets in RCC/PCC or Brick workwith Cement concrete 1:2:4(1Cement:2C.Sand:4Graded Stone aggregate) | item192 | 80 | Each |  |  |  | Excess(+) | 1 | Full Conversion | INR | [40 empty] | 0 | 0 | INR Zero Only | 139 | Making good the pockets in RCC/PCC or Brick workwith Cement concrete 1:2:4(1Cement:2C.Sand:4Graded Stone aggregate) | item192 | 80 | Each
140 | Removing and refixing of RCC covers slabs from/ ondrains / pipes trenches/ cables as the case may be in theplant or outside plant area in following sizes irrespective of the thickness/width of the slab | item193 | [5 empty] | Excess(+) | 1 | Full Conversion | INR | [43 empty] | 140 | Removing and refixing of RCC covers slabs from/ ondrains / pipes trenches/ cables as the case may be in theplant or outside plant area in following sizes irrespective of the thickness/width of the slab | item193
140.1 | Span of slab upto 500 mm | item194 | 100 | Each |  |  |  | Excess(+) | 1 | Full Conversion | INR | [40 empty] | 0 | 0 | INR Zero Only | 140.1 | Span of slab upto 500 mm | item194 | 100 | Each
140.2 | Span of slab from 501 to 1000 mm | item195 | 70 | Each |  |  |  | Excess(+) | 1 | Full Conversion | INR | [40 empty] | 0 | 0 | INR Zero Only | 140.2 | Span of slab from 501 to 1000 mm | item195 | 70 | Each
140.3 | Span of slab above 1000 mm | item196 | 50 | Each |  |  |  | Excess(+) | 1 | Full Conversion | INR | [40 empty] | 0 | 0 | INR Zero Only | 140.3 | Span of slab above 1000 mm | item196 | 50 | Each
141 | Erection / fixing in position to the true line and level the Safety sign boards ( Only erction charges of boards) | item197 | 5 | Each |  |  |  | Excess(+) | 1 | Full Conversion | INR | [40 empty] | 0 | 0 | INR Zero Only | 141 | Erection / fixing in position to the true line and level the Safety sign boards ( Only erction charges of boards) | item197 | 5 | Each
142 | Erection of Air Cooler / Air Conditioner in window of quarters/offices including dismantalling of window shutters, cutting of grills making holes in walls, grouting of supports after fixing wooden battens / steel frame wherever required, erecting the cooler / A.C in position closing the opening with plywood and screws ,making good the surface to its original condition/ shape,complete (wooden batten / steel frames and ply wood will be supplied free of cost by NFL / occupants of quarter respectively) | item198 | [5 empty] | Excess(+) | 1 | Full Conversion | INR | [43 empty] | 142 | Erection of Air Cooler / Air Conditioner in window of quarters/offices including dismantalling of window shutters, cutting of grills making holes in walls, grouting of supports after fixing wooden battens / steel frame wherever required, erecting the cooler / A.C in position closing the opening with plywood and screws ,making good the surface to its original condition/ shape,complete (wooden batten / steel frames and ply wood will be supplied free of cost by NFL / occupants of quarter respectively) | item198
142.1 | Ground Floor | item199 | 10 | Each |  |  |  | Excess(+) | 1 | Full Conversion | INR | [40 empty] | 0 | 0 | INR Zero Only | 142.1 | Ground Floor | item199 | 10 | Each
142.2 | First floor | item200 | 10 | Each |  |  |  | Excess(+) | 1 | Full Conversion | INR | [40 empty] | 0 | 0 | INR Zero Only | 142.2 | First floor | item200 | 10 | Each
142.3 | Only erection of Cooler / AC to the already installed supports including removal of window shutter, cutting of grills wherever required OR dismantalling / unloading of cooler / A.C from its erected position and re-fixingof plywood/window shutters / panes as the case may be. | item201 | 7 | Each |  |  |  | Excess(+) | 1 | Full Conversion | INR | [40 empty] | 0 | 0 | INR Zero Only | 142.3 | Only erection of Cooler / AC to the already installed supports including removal of window shutter, cutting of grills wherever required OR dismantalling / unloading of cooler / A.C from its erected position and re-fixingof plywood/window shutters / panes as the case may be. | item201 | 7 | Each
143 | Errection of geysers / Exhaust fans of all sizes including making holes in walls grouting of bolts wherever required andre connecting of water supply system | item202 | 10 | Each |  |  |  | Excess(+) | 1 | Full Conversion | INR | [40 empty] | 0 | 0 | INR Zero Only | 143 | Errection of geysers / Exhaust fans of all sizes including making holes in walls grouting of bolts wherever required andre connecting of water supply system | item202 | 10 | Each
144 | Lowering of geysers / Exhaust fans of all sizes including disconnecting of water supply system. | item203 | 6 | Each |  |  |  | Excess(+) | 1 | Full Conversion | INR | [40 empty] | 0 | 0 | INR Zero Only | 144 | Lowering of geysers / Exhaust fans of all sizes including disconnecting of water supply system. | item203 | 6 | Each
145 | Fixing / replacing of Perforated ceiling tiles/boards to the ceiling / walls of rooms of size 610X610X12 or 20 mm thick tiles ( Tiles shall be supplied free by NFL ) | item204 | 60 | Each |  |  |  | Excess(+) | 1 | Full Conversion | INR | [40 empty] | 0 | 0 | INR Zero Only | 145 | Fixing / replacing of Perforated ceiling tiles/boards to the ceiling / walls of rooms of size 610X610X12 or 20 mm thick tiles ( Tiles shall be supplied free by NFL ) | item204 | 60 | Each
146 | Repair of cracked AC sheets in patches (area of single patch not exceeding0.50 Sq.M ) by fixing AC Sheet pieces by providing and applying sealing compound whatever required at all heights etc complete | item205 | 370 | Each |  |  |  | Excess(+) | 1 | Full Conversion | INR | [40 empty] | 0 | 0 | INR Zero Only | 146 | Repair of cracked AC sheets in patches (area of single patch not exceeding0.50 Sq.M ) by fixing AC Sheet pieces by providing and applying sealing compound whatever required at all heights etc complete | item205 | 370 | Each
147 | Fixing / Replalcing of AC/CGI /FRP/ / Aluminium / Translucent plain, or corrugated sheets &fittings for all heights etc including providing and and fixing nuts , bolts, GI , J or L hooks,bitumen washers , GI washers etc. complete. ( Sheets & fittings shall besupplied free of cost by NFL.supplied it's Stores but carriage of the same shall be done by contractor at his cost)) | item206 | 1300 | Sq.M |  |  |  | Excess(+) | 1 | Full Conversion | INR | [40 empty] | 0 | 0 | INR Zero Only | 147 | Fixing / Replalcing of AC/CGI /FRP/ / Aluminium / Translucent plain, or corrugated sheets &fittings for all heights etc including providing and and fixing nuts , bolts, GI , J or L hooks,bitumen washers , GI washers etc. complete. ( Sheets & fittings shall besupplied free of cost by NFL.supplied it's Stores but carriage of the same shall be done by contractor at his cost)) | item206 | 1300 | Sq.M
148 | DELETED | [53 empty] | 148 | DELETED
148.1 | Providing & fixing G. I. barbed wire fencing at missing locations / replacing the old damaged barbed wire to its entire elevation area with RCC / structural steel fencing poles At ground level or at top of boundary wall or at any other locations including dismantling of old barbed wire, wherever required complete. | item208 | 200 | KG |  |  |  | Excess(+) | 1 | Full Conversion | INR | [40 empty] | 0 | 0 | INR Zero Only | 148.1 | Providing & fixing G. I. barbed wire fencing at missing locations / replacing the old damaged barbed wire to its entire elevation area with RCC / structural steel fencing poles At ground level or at top of boundary wall or at any other locations including dismantling of old barbed wire, wherever required complete. | item208 | 200 | KG
149 | Fixing of high/low level flushing cistern after removing the old one (Material free issue by NFL) | item209 | 2 | Each |  |  |  | Excess(+) | 1 | Full Conversion | INR | [40 empty] | 0 | 0 | INR Zero Only | 149 | Fixing of high/low level flushing cistern after removing the old one (Material free issue by NFL) | item209 | 2 | Each
150 | Providing & fixing / replacing 5 litre C.I. automatic flush cistern with fittings. | item210 | 1 | Each |  |  |  | Excess(+) | 1 | Full Conversion | INR | [40 empty] | 0 | 0 | INR Zero Only | 150 | Providing & fixing / replacing 5 litre C.I. automatic flush cistern with fittings. | item210 | 1 | Each
151 | Providing & Fixing / replacing C.P. Brass waste for kitchen sink / wash . basins etc. : | item211 | [5 empty] | Excess(+) | 1 | Full Conversion | INR | [43 empty] | 151 | Providing & Fixing / replacing C.P. Brass waste for kitchen sink / wash . basins etc. : | item211
151.1 | For Sinks 50 mm dia | item212 | 12 | Each |  |  |  | Excess(+) | 1 | Full Conversion | INR | [40 empty] | 0 | 0 | INR Zero Only | 151.1 | For Sinks 50 mm dia | item212 | 12 | Each
151.2 | For Sinks 40 mm dia | item213 | 30 | Each |  |  |  | Excess(+) | 1 | Full Conversion | INR | [40 empty] | 0 | 0 | INR Zero Only | 151.2 | For Sinks 40 mm dia | item213 | 30 | Each
151.3 | For Wash basins 32 mm dia | item214 | 20 | Each |  |  |  | Excess(+) | 1 | Full Conversion | INR | [40 empty] | 0 | 0 | INR Zero Only | 151.3 | For Wash basins 32 mm dia | item214 | 20 | Each
152 | Providing and fixing / replacing C.P. brass pillar cock 15 mm including removingold cock wherever required. | item215 | 20 | Each |  |  |  | Excess(+) | 1 | Full Conversion | INR | [40 empty] | 0 | 0 | INR Zero Only | 152 | Providing and fixing / replacing C.P. brass pillar cock 15 mm including removingold cock wherever required. | item215 | 20 | Each
152.1 | Providing and fixing / Replacing PVC syphon with fittings of approved quality for low level flushing cistern. | item216 | 65 | Each |  |  |  | Excess(+) | 1 | Full Conversion | INR | [40 empty] | 0 | 0 | INR Zero Only | 152.1 | Providing and fixing / Replacing PVC syphon with fittings of approved quality for low level flushing cistern. | item216 | 65 | Each
153 | Repair of Bib Cock / Stop Cock / Pillar Cock/ Ball cock/ Ball valve | item217 | [5 empty] | Excess(+) | 1 | Full Conversion | INR | [43 empty] | 153 | Repair of Bib Cock / Stop Cock / Pillar Cock/ Ball cock/ Ball valve | item217
153.1 | By adjustment or / and by providing washers | item218 | 320 | Each |  |  |  | Excess(+) | 1 | Full Conversion | INR | [40 empty] | 0 | 0 | INR Zero Only | 153.1 | By adjustment or / and by providing washers | item218 | 320 | Each
153.2 | By providing / replacing Brass face | item219 | 200 | Each |  |  |  | Excess(+) | 1 | Full Conversion | INR | [40 empty] | 0 | 0 | INR Zero Only | 153.2 | By providing / replacing Brass face | item219 | 200 | Each
154 | Fixing old / dismentalled GI Pipe lines in Internal / External water supply System including all necessary New GI Fittings. ( NFL shaall provide only old GI Pipes at it's stores) | item220 | [5 empty] | Excess(+) | 1 | Full Conversion | INR | [43 empty] | 154 | Fixing old / dismentalled GI Pipe lines in Internal / External water supply System including all necessary New GI Fittings. ( NFL shaall provide only old GI Pipes at it's stores) | item220
154.1 | 15 mm nominal bore | item221 | 450 | Metre |  |  |  | Excess(+) | 1 | Full Conversion | INR | [40 empty] | 0 | 0 | INR Zero Only | 154.1 | 15 mm nominal bore | item221 | 450 | Metre
154.2 | 20 mm nominal bore | item222 | 300 | Metre |  |  |  | Excess(+) | 1 | Full Conversion | INR | [40 empty] | 0 | 0 | INR Zero Only | 154.2 | 20 mm nominal bore | item222 | 300 | Metre
154.3 | 25 mm nominal bore | item223 | 10 | Metre |  |  |  | Excess(+) | 1 | Full Conversion | INR | [40 empty] | 0 | 0 | INR Zero Only | 154.3 | 25 mm nominal bore | item223 | 10 | Metre
155 | Providing and Fixing / replacing GI Fittings such as Tee's, Bends, Sockets, Nipples, Union or any other GI fittings in the old / New water supply Lines | item224 | [5 empty] | Excess(+) | 1 | Full Conversion | INR | [43 empty] | 155 | Providing and Fixing / replacing GI Fittings such as Tee's, Bends, Sockets, Nipples, Union or any other GI fittings in the old / New water supply Lines | item224
155.1 | 15 mm nominal bore | item225 | 350 | Each |  |  |  | Excess(+) | 1 | Full Conversion | INR | [40 empty] | 0 | 0 | INR Zero Only | 155.1 | 15 mm nominal bore | item225 | 350 | Each
155.2 | 20 mm nominal bore | item226 | 35 | Each |  |  |  | Excess(+) | 1 | Full Conversion | INR | [40 empty] | 0 | 0 | INR Zero Only | 155.2 | 20 mm nominal bore | item226 | 35 | Each
155.3 | Deleted | [53 empty] | 155.3 | Deleted
155.4 | 32 / 40 mm nominal bore | item228 | 20 | Each |  |  |  | Excess(+) | 1 | Full Conversion | INR | [40 empty] | 0 | 0 | INR Zero Only | 155.4 | 32 / 40 mm nominal bore | item228 | 20 | Each
156 | Providing and fixing / Replacing CI, P or S Trap for WC seat of size 75-100 mm with necessary material including dismantalling the old damaged piece. | item229 | 5 | Each |  |  |  | Excess(+) | 1 | Full Conversion | INR | [40 empty] | 0 | 0 | INR Zero Only | 156 | Providing and fixing / Replacing CI, P or S Trap for WC seat of size 75-100 mm with necessary material including dismantalling the old damaged piece. | item229 | 5 | Each
157 | Rectification of seepage from WC / floor traps includingdemolishing of floors, walls etc. and making good the same in original condition to make it leak proof . | item230 | 30 | Each |  |  |  | Excess(+) | 1 | Full Conversion | INR | [40 empty] | 0 | 0 | INR Zero Only | 157 | Rectification of seepage from WC / floor traps includingdemolishing of floors, walls etc. and making good the same in original condition to make it leak proof . | item230 | 30 | Each
158 | Providing and fixing / Replacing the following fittings of CI high level / Chinaware Low level flushing cistern & WC seat including cost of dismantling and repairing the floors walls wherever required etc. | item231 | [5 empty] | Excess(+) | 1 | Full Conversion | INR | [43 empty] | 158 | Providing and fixing / Replacing the following fittings of CI high level / Chinaware Low level flushing cistern & WC seat including cost of dismantling and repairing the floors walls wherever required etc. | item231
158.1 | Flush pipe with G.I. Pipe 32mm dia including brass coupling | item232 | 4 | Each |  |  |  | Excess(+) | 1 | Full Conversion | INR | [40 empty] | 0 | 0 | INR Zero Only | 158.1 | Flush pipe with G.I. Pipe 32mm dia including brass coupling | item232 | 4 | Each
158.2 | G.I. Bend | item233 | 6 | Each |  |  |  | Excess(+) | 1 | Full Conversion | INR | [40 empty] | 0 | 0 | INR Zero Only | 158.2 | G.I. Bend | item233 | 6 | Each
158.3 | Float Valve | item234 | 20 | Each |  |  |  | Excess(+) | 1 | Full Conversion | INR | [40 empty] | 0 | 0 | INR Zero Only | 158.3 | Float Valve | item234 | 20 | Each
158.4 | Brass connecting rod of Float Valve | item235 | 10 | Each |  |  |  | Excess(+) | 1 | Full Conversion | INR | [40 empty] | 0 | 0 | INR Zero Only | 158.4 | Brass connecting rod of Float Valve | item235 | 10 | Each
158.5 | Brass Coupling / Union | item236 | 3 | Each |  |  |  | Excess(+) | 1 | Full Conversion | INR | [40 empty] | 0 | 0 | INR Zero Only | 158.5 | Brass Coupling / Union | item236 | 3 | Each
159 | Providing & Fixing PVC long Bend with Flushing Pipe 32mm dia heavy duty with brass coupling etc. complete | item237 | 10 | Each |  |  |  | Excess(+) | 1 | Full Conversion | INR | [40 empty] | 0 | 0 | INR Zero Only | 159 | Providing & Fixing PVC long Bend with Flushing Pipe 32mm dia heavy duty with brass coupling etc. complete | item237 | 10 | Each
160 | Providing and fixing / Replacing the following fittings of PVC Low level flushing cistern PVC washer for Syphon | item238 | 75 | Each |  |  |  | Excess(+) | 1 | Full Conversion | INR | [40 empty] | 0 | 0 | INR Zero Only | 160 | Providing and fixing / Replacing the following fittings of PVC Low level flushing cistern PVC washer for Syphon | item238 | 75 | Each
161 | Providing and Fixing / replacing washing jet to Europeon Type WC. Including making all connections / disconnections of water supply system | item239 | 5 | Each |  |  |  | Excess(+) | 1 | Full Conversion | INR | [40 empty] | 0 | 0 | INR Zero Only | 161 | Providing and Fixing / replacing washing jet to Europeon Type WC. Including making all connections / disconnections of water supply system | item239 | 5 | Each
162 | Repairs / rectification / adjustment of high level / low level flushing cistern / urinal cistern ,complete to avoid overflow and for smooth functioning. | item240 | 300 | Each |  |  |  | Excess(+) | 1 | Full Conversion | INR | [40 empty] | 0 | 0 | INR Zero Only | 162 | Repairs / rectification / adjustment of high level / low level flushing cistern / urinal cistern ,complete to avoid overflow and for smooth functioning. | item240 | 300 | Each
163 | Fixing / replacing of Kitchen Sink / wash basin including removal of the old sink / wash basin alongwith fittings, refixing the fittings, adjustment oflevel of brackets as per site requirements (excluding cost of sink / wash basin) | item241 | 20 | Each |  |  |  | Excess(+) | 1 | Full Conversion | INR | [40 empty] | 0 | 0 | INR Zero Only | 163 | Fixing / replacing of Kitchen Sink / wash basin including removal of the old sink / wash basin alongwith fittings, refixing the fittings, adjustment oflevel of brackets as per site requirements (excluding cost of sink / wash basin) | item241 | 20 | Each
164 | DELETED | [53 empty] | 164 | DELETED
165 | Repairing/serviceing of rolling collapsibel/shutters of garrages (excluding the cost ofspare parts) including dismentalling of shutters and fiittings whereverrequired, oiling greasing etc. removing dents, fixing inposition, the loosepart of the shutters and its accessories with nuts,bolts nails etc. completefor smooth functioning of the shutter (Paymentto be made for clearopening at the shutter). | item243 | [5 empty] | Excess(+) | 1 | Full Conversion | INR | [43 empty] | 165 | Repairing/serviceing of rolling collapsibel/shutters of garrages (excluding the cost ofspare parts) including dismentalling of shutters and fiittings whereverrequired, oiling greasing etc. removing dents, fixing inposition, the loosepart of the shutters and its accessories with nuts,bolts nails etc. completefor smooth functioning of the shutter (Paymentto be made for clearopening at the shutter). | item243
165.1 | Rolling shutter. | item244 | 3 | Each |  |  |  | Excess(+) | 1 | Full Conversion | INR | [40 empty] | 0 | 0 | INR Zero Only | 165.1 | Rolling shutter. | item244 | 3 | Each
165.2 | Deleted | [53 empty] | 165.2 | Deleted
166 | Cleaning of sewer lines of any size of effluent sewer / oil sewers / chemicals sewers for smooth functning of sewer lines including removing chockings and removing / refixing of CI / MS or concrete covers, in the sewers with all labour and tools and cleaning of manholes: | item246 | [5 empty] | Excess(+) | 1 | Full Conversion | INR | [43 empty] | 166 | Cleaning of sewer lines of any size of effluent sewer / oil sewers / chemicals sewers for smooth functning of sewer lines including removing chockings and removing / refixing of CI / MS or concrete covers, in the sewers with all labour and tools and cleaning of manholes: | item246
166.1 | Upto 1 M depth | item247 | 500 | Metre |  |  |  | Excess(+) | 1 | Full Conversion | INR | [40 empty] | 0 | 0 | INR Zero Only | 166.1 | Upto 1 M depth | item247 | 500 | Metre
166.2 | More than 1 M Depth | item248 | 500 | Meter |  |  |  | Excess(+) | 1 | Full Conversion | INR | [40 empty] | 0 | 0 | INR Zero Only | 166.2 | More than 1 M Depth | item248 | 500 | Meter
167 | Cleaning /removing chocking of Manhole of any size / depth including taking out muck / debries for smooth flow of sewers | item249 | 180 | Each |  |  |  | Excess(+) | 1 | Full Conversion | INR | [40 empty] | 0 | 0 | INR Zero Only | 167 | Cleaning /removing chocking of Manhole of any size / depth including taking out muck / debries for smooth flow of sewers | item249 | 180 | Each
168 | Cleaning / sweeping of roofs / tarraces / Roads or floors , from accummulation of Ash / dust / loose materials and or uprooting rank vegitaion / leaning algi etc. of the various Plant /Township Buildings/ Electrical Station including cleaning of outlet points of Rain Water Pipes,collecting the sweeped materials and bringing the same to the ground / upto 50 M lead complete Roofs / tarraces / floors / roads surfaces | item250 | 10000 | Sq.M |  |  |  | Excess(+) | 1 | Full Conversion | INR | [40 empty] | 0 | 0 | INR Zero Only | 168 | Cleaning / sweeping of roofs / tarraces / Roads or floors , from accummulation of Ash / dust / loose materials and or uprooting rank vegitaion / leaning algi etc. of the various Plant /Township Buildings/ Electrical Station including cleaning of outlet points of Rain Water Pipes,collecting the sweeped materials and bringing the same to the ground / upto 50 M lead complete Roofs / tarraces / floors / roads surfaces | item250 | 10000 | Sq.M
168.1 | Cleaning and removing chocking form gutters, rain waterpipes including removal of debries up to 50 Mtr lead,tightening the nuts and bolts and or providing new nuts and bolts after removing the old/ damaged nuts/ bolts to the supports of gutters and clamps of rain water pipes complete. (AC/SCI pipees and fittings if required, replacement will be supplied by NFL) | item251 | [5 empty] | Excess(+) | 1 | Full Conversion | INR | [43 empty] | 168.1 | Cleaning and removing chocking form gutters, rain waterpipes including removal of debries up to 50 Mtr lead,tightening the nuts and bolts and or providing new nuts and bolts after removing the old/ damaged nuts/ bolts to the supports of gutters and clamps of rain water pipes complete. (AC/SCI pipees and fittings if required, replacement will be supplied by NFL) | item251
168.11 | AC/GI or any make gutters of any size at any height | item252 | 1700 | Metre |  |  |  | Excess(+) | 1 | Full Conversion | INR | [40 empty] | 0 | 0 | INR Zero Only | 168.11 | AC/GI or any make gutters of any size at any height | item252 | 1700 | Metre
168.12 | pipe from plinth level to the gutter level | item253 | 120 | Each |  |  |  | Excess(+) | 1 | Full Conversion | INR | [40 empty] | 0 | 0 | INR Zero Only | 168.12 | pipe from plinth level to the gutter level | item253 | 120 | Each
169 | Removing chokage of WC / Floor Trap / Gully Trap including removal and refixing of CI / MS or concrete covers of Gully Traps | item254 | 640 | Each |  |  |  | Excess(+) | 1 | Full Conversion | INR | [40 empty] | 0 | 0 | INR Zero Only | 169 | Removing chokage of WC / Floor Trap / Gully Trap including removal and refixing of CI / MS or concrete covers of Gully Traps | item254 | 640 | Each
170 | Cleaning by removing building rubbish, or any other loose material from open surface drains in Plant and RWFP including disposal of debries, rubbish etc within a lead of 1 KM | item255 | [5 empty] | Excess(+) | 1 | Full Conversion | INR | [43 empty] | 170 | Cleaning by removing building rubbish, or any other loose material from open surface drains in Plant and RWFP including disposal of debries, rubbish etc within a lead of 1 KM | item255
170.1 | Drains up to 500 mm width | item256 | 500 | Metre |  |  |  | Excess(+) | 1 | Full Conversion | INR | [40 empty] | 0 | 0 | INR Zero Only | 170.1 | Drains up to 500 mm width | item256 | 500 | Metre
170.2 | Drains more than from 500 mm width | item257 | 500 | Metre |  |  |  | Excess(+) | 1 | Full Conversion | INR | [40 empty] | 0 | 0 | INR Zero Only | 170.2 | Drains more than from 500 mm width | item257 | 500 | Metre
170.3 | Making arrangement to remove accumulation of water from the road berms either by making road cuts on road berms or by some other normal arrangement as directed . | item258 | 130 | Metre |  |  |  | Excess(+) | 1 | Full Conversion | INR | [40 empty] | 0 | 0 | INR Zero Only | 170.3 | Making arrangement to remove accumulation of water from the road berms either by making road cuts on road berms or by some other normal arrangement as directed . | item258 | 130 | Metre
171 | Desilting by removing muck / sl;ush / Earth in muddy /slushy and in foul condition from the running drains carrying plant effluents from Plantincluding taking outthe slush / muck from the drains & hume pipe or RCC slab culverts and transporting the muck within one Km lead i.e. any where within plant area andcleaning the site complete in all respects. | item259 | 500 | Cu.M |  |  |  | Excess(+) | 1 | Full Conversion | INR | [40 empty] | 0 | 0 | INR Zero Only | 171 | Desilting by removing muck / sl;ush / Earth in muddy /slushy and in foul condition from the running drains carrying plant effluents from Plantincluding taking outthe slush / muck from the drains & hume pipe or RCC slab culverts and transporting the muck within one Km lead i.e. any where within plant area andcleaning the site complete in all respects. | item259 | 500 | Cu.M
172 | Providing and Replacement of fly proof galvanished M.S. wire gauge to doors. Windows etc. (Wire gauge designation 85G with wire dia 0.56mm). With old / by providing new wooden beeding | item260 | 80 | Sq.M |  |  |  | Excess(+) | 1 | Full Conversion | INR | [40 empty] | 0 | 0 | INR Zero Only | 172 | Providing and Replacement of fly proof galvanished M.S. wire gauge to doors. Windows etc. (Wire gauge designation 85G with wire dia 0.56mm). With old / by providing new wooden beeding | item260 | 80 | Sq.M
173 | Repair / fixing of damaged wire gauge of existing doors / windows by tightning , nailing, and fixing wooden beeding wherever required | item261 | [5 empty] | Excess(+) | 1 | Full Conversion | INR | [43 empty] | 173 | Repair / fixing of damaged wire gauge of existing doors / windows by tightning , nailing, and fixing wooden beeding wherever required | item261
173.1 | Doors | item262 | 150 | Each |  |  |  | Excess(+) | 1 | Full Conversion | INR | [40 empty] | 0 | 0 | INR Zero Only | 173.1 | Doors | item262 | 150 | Each
173.2 | Windows | item263 | 210 | Each |  |  |  | Excess(+) | 1 | Full Conversion | INR | [40 empty] | 0 | 0 | INR Zero Only | 173.2 | Windows | item263 | 210 | Each
174 | Providing and fixing / replacing approved quality hydraulic door closure to door including removal of old one if any. | item264 | 50 | Each |  |  |  | Excess(+) | 1 | Full Conversion | INR | [40 empty] | 0 | 0 | INR Zero Only | 174 | Providing and fixing / replacing approved quality hydraulic door closure to door including removal of old one if any. | item264 | 50 | Each
175 | Repair / adjusting the speed of of Hydralic door closers for smooth functioning | item265 | 70 | Each |  |  |  | Excess(+) | 1 | Full Conversion | INR | [40 empty] | 0 | 0 | INR Zero Only | 175 | Repair / adjusting the speed of of Hydralic door closers for smooth functioning | item265 | 70 | Each
176 | Providing and fixing / replacing bright finished or/and black enamelled MS helical door spring / coil spring with necessary nuts / bolts / nails / screws etc | item266 | 30 | Each |  |  |  | Excess(+) | 1 | Full Conversion | INR | [40 empty] | 0 | 0 | INR Zero Only | 176 | Providing and fixing / replacing bright finished or/and black enamelled MS helical door spring / coil spring with necessary nuts / bolts / nails / screws etc | item266 | 30 | Each
177 | Providing and fixing wooden cleats of size 100mm x 75mm x 50mm to doors & windows withapproved fittings including removal of old cleats wherever necessary | item267 | 20 | Each |  |  |  | Excess(+) | 1 | Full Conversion | INR | [40 empty] | 0 | 0 | INR Zero Only | 177 | Providing and fixing wooden cleats of size 100mm x 75mm x 50mm to doors & windows withapproved fittings including removal of old cleats wherever necessary | item267 | 20 | Each
178 | Fixing wood work in frames of partitions / Ceiling with available / dismantalled wooden pieces / sections with necessary nails including cutting the pieces to sizes as per site requirements complete (The overall area of partition / Ceiling shall be measured for payment) | item268 | 50 | Sq.M |  |  |  | Excess(+) | 1 | Full Conversion | INR | [40 empty] | 0 | 0 | INR Zero Only | 178 | Fixing wood work in frames of partitions / Ceiling with available / dismantalled wooden pieces / sections with necessary nails including cutting the pieces to sizes as per site requirements complete (The overall area of partition / Ceiling shall be measured for payment) | item268 | 50 | Sq.M
179 | Fixing / refixing on the existing pegs / by providing new pegs(Gitties) / rowal plugs by drilling | item269 | [5 empty] | Excess(+) | 1 | Full Conversion | INR | [43 empty] | 179 | Fixing / refixing on the existing pegs / by providing new pegs(Gitties) / rowal plugs by drilling | item269
179.1 | Glass shelves | item270 | 10 | Each |  |  |  | Excess(+) | 1 | Full Conversion | INR | [40 empty] | 0 | 0 | INR Zero Only | 179.1 | Glass shelves | item270 | 10 | Each
179.2 | Glass of Glass shelf | item271 | 10 | Each |  |  |  | Excess(+) | 1 | Full Conversion | INR | [40 empty] | 0 | 0 | INR Zero Only | 179.2 | Glass of Glass shelf | item271 | 10 | Each
179.3 | Looking Mirror with existing AC Sheet / Ply Backing | item272 | 10 | Each |  |  |  | Excess(+) | 1 | Full Conversion | INR | [40 empty] | 0 | 0 | INR Zero Only | 179.3 | Looking Mirror with existing AC Sheet / Ply Backing | item272 | 10 | Each
179.4 | Towel Rail / Ring / Soap Contaianer / Soap dish | item273 | 10 | Each |  |  |  | Excess(+) | 1 | Full Conversion | INR | [40 empty] | 0 | 0 | INR Zero Only | 179.4 | Towel Rail / Ring / Soap Contaianer / Soap dish | item273 | 10 | Each
179.5 | Pelmets / Curtain Rods / Hanger rod of CupBoard / Frames / Boards / or any other similar item | item274 | 50 | Each |  |  |  | Excess(+) | 1 | Full Conversion | INR | [40 empty] | 0 | 0 | INR Zero Only | 179.5 | Pelmets / Curtain Rods / Hanger rod of CupBoard / Frames / Boards / or any other similar item | item274 | 50 | Each
179.6 | Adjusting Drawer of Cup Board for smooth operation | item275 | 5 | Each |  |  |  | Excess(+) | 1 | Full Conversion | INR | [40 empty] | 0 | 0 | INR Zero Only | 179.6 | Adjusting Drawer of Cup Board for smooth operation | item275 | 5 | Each
180 | Fixing Old glass panes in windows / ventilators by providing Putty / wooden beading wherever required. ( Old Dismentalled glass to be reused by cutting to required sizes) | item276 | 10 | Sq.M |  |  |  | Excess(+) | 1 | Full Conversion | INR | [40 empty] | 0 | 0 | INR Zero Only | 180 | Fixing Old glass panes in windows / ventilators by providing Putty / wooden beading wherever required. ( Old Dismentalled glass to be reused by cutting to required sizes) | item276 | 10 | Sq.M
181 | Providing and fixing / replacing wired glass 5 / 5.5 mm thick with necessary putty and glazing clips including removal of old damaged glass panes at all heights. For all heights in plant area | item277 | 3 | Sq.M |  |  |  | Excess(+) | 1 | Full Conversion | INR | [40 empty] | 0 | 0 | INR Zero Only | 181 | Providing and fixing / replacing wired glass 5 / 5.5 mm thick with necessary putty and glazing clips including removal of old damaged glass panes at all heights. For all heights in plant area | item277 | 3 | Sq.M
182 | Removing grill from window / ventilators including un screwing / cutting by Hexa blade. | item278 | 5 | Each |  |  |  | Excess(+) | 1 | Full Conversion | INR | [40 empty] | 0 | 0 | INR Zero Only | 182 | Removing grill from window / ventilators including un screwing / cutting by Hexa blade. | item278 | 5 | Each
183 | Fixing of Grills in wooden chokhats with screws / or in concrete / brick masonary (labout charges only) | item279 | 10 | Each |  |  |  | Excess(+) | 1 | Full Conversion | INR | [40 empty] | 0 | 0 | INR Zero Only | 183 | Fixing of Grills in wooden chokhats with screws / or in concrete / brick masonary (labout charges only) | item279 | 10 | Each
184 | Fixing / replacing of safety lock / mortice lock to the door shutters with necessary nuts, bolts and screws . (Only lock shall be issued free by NFL). | item280 | 5 | Each |  |  |  | Excess(+) | 1 | Full Conversion | INR | [40 empty] | 0 | 0 | INR Zero Only | 184 | Fixing / replacing of safety lock / mortice lock to the door shutters with necessary nuts, bolts and screws . (Only lock shall be issued free by NFL). | item280 | 5 | Each
185 | Providing & Fixing / replacing levers / Handles of Mortise Locks with all necssary screws. | item281 | 10 | Each |  |  |  | Excess(+) | 1 | Full Conversion | INR | [40 empty] | 0 | 0 | INR Zero Only | 185 | Providing & Fixing / replacing levers / Handles of Mortise Locks with all necssary screws. | item281 | 10 | Each
186 | Providing and fixing good quality looking mirror of any size fixed on a baseof 6 mm thick ply wood / plain AC sheet with 60 x 20 mm beading of teakwood as framed complete one, if required | item282 | 2 | Sq.M |  |  |  | Excess(+) | 1 | Full Conversion | INR | [40 empty] | 0 | 0 | INR Zero Only | 186 | Providing and fixing good quality looking mirror of any size fixed on a baseof 6 mm thick ply wood / plain AC sheet with 60 x 20 mm beading of teakwood as framed complete one, if required | item282 | 2 | Sq.M
187 | deleted | item283 | [52 empty] | 187 | deleted | item283
187.1 | deleted | item284 | [52 empty] | 187.1 | deleted | item284
187.2 | deleted | item285 | [52 empty] | 187.2 | deleted | item285
187.3 | deleted | item286 | [52 empty] | 187.3 | deleted | item286
188 | Preparation of door shutter from old / damaged / removed shutter by using the serviceable wooden materials fittings of old shutters. (panells of shutters if required to be replaced shall be paid extra ) | item287 | 60 | Each |  |  |  | Excess(+) | 1 | Full Conversion | INR | [40 empty] | 0 | 0 | INR Zero Only | 188 | Preparation of door shutter from old / damaged / removed shutter by using the serviceable wooden materials fittings of old shutters. (panells of shutters if required to be replaced shall be paid extra ) | item287 | 60 | Each
189 | Preparation of window shutter from old / damaged / removed shutter by using the serviceable materials / fittings of old shutter. | item288 | 50 | Each |  |  |  | Excess(+) | 1 | Full Conversion | INR | [40 empty] | 0 | 0 | INR Zero Only | 189 | Preparation of window shutter from old / damaged / removed shutter by using the serviceable materials / fittings of old shutter. | item288 | 50 | Each
190 | Replacement/fixing / refixing door/window shutter including removing old shutter and fittings , refixing of old fittings to the new shutter, adjusting the shuttter by cutting, plaining / easing / oiling for smooth functioning complete.(double leaf shutter shall be considered as 1 unit only for measurementupto 3 sq. mtr.Area | item289 | 200 | Each |  |  |  | Excess(+) | 1 | Full Conversion | INR | [40 empty] | 0 | 0 | INR Zero Only | 190 | Replacement/fixing / refixing door/window shutter including removing old shutter and fittings , refixing of old fittings to the new shutter, adjusting the shuttter by cutting, plaining / easing / oiling for smooth functioning complete.(double leaf shutter shall be considered as 1 unit only for measurementupto 3 sq. mtr.Area | item289 | 200 | Each
191 | Repair in patches upto 300mm length to wooden doors chowkhats infixed position with old/new wooden section including jointing with fevicol /nails, refixing of shutters adjusting the shutter by cutting, plaining / easing / oiling for smooth functioning complete wherever required and repair to ]floors etc.complete as per site requirement. | item290 | 20 | Each |  |  |  | Excess(+) | 1 | Full Conversion | INR | [40 empty] | 0 | 0 | INR Zero Only | 191 | Repair in patches upto 300mm length to wooden doors chowkhats infixed position with old/new wooden section including jointing with fevicol /nails, refixing of shutters adjusting the shutter by cutting, plaining / easing / oiling for smooth functioning complete wherever required and repair to ]floors etc.complete as per site requirement. | item290 | 20 | Each
192 | Replacement / fixing door / window wooden or Structural steel chowkhats including cutting masonary / hold fasts and removing the existing damaged chowkhat alongwith shutter,fixing holdfasts in cementconcrete 1:3:6 (1 cement:3 coarse sand:6 stone aggregate 20mm nominalsize) painting a coat of coal tar to sides of wooden chowkhats ,refixing theshutter(s) with old hinges and screws or by providing & Fixing new hingesand screws adjusting he shuttter by cutting, plainig / easing / oiling for smooth functioning wherever reqiured , and making good the damages to walls and floors,to match the existing surface complete. | item291 | 6 | Each |  |  |  | Excess(+) | 1 | Full Conversion | INR | [40 empty] | 0 | 0 | INR Zero Only | 192 | Replacement / fixing door / window wooden or Structural steel chowkhats including cutting masonary / hold fasts and removing the existing damaged chowkhat alongwith shutter,fixing holdfasts in cementconcrete 1:3:6 (1 cement:3 coarse sand:6 stone aggregate 20mm nominalsize) painting a coat of coal tar to sides of wooden chowkhats ,refixing theshutter(s) with old hinges and screws or by providing & Fixing new hingesand screws adjusting he shuttter by cutting, plainig / easing / oiling for smooth functioning wherever reqiured , and making good the damages to walls and floors,to match the existing surface complete. | item291 | 6 | Each
193 | Easing / oiling of door / window / ventilator shutters for its smooth functioning by planing or rectification of hinges by providing new screws, or setting right the sliding door bolt, tower bolts handels by providing new screws etc.(Each Door or Window or ventilator opening / chowkhat shall be measured as 1 (One) unit irrespetive of the Nos.& type of shutters it contains) | item292 | 430 | Each |  |  |  | Excess(+) | 1 | Full Conversion | INR | [40 empty] | 0 | 0 | INR Zero Only | 193 | Easing / oiling of door / window / ventilator shutters for its smooth functioning by planing or rectification of hinges by providing new screws, or setting right the sliding door bolt, tower bolts handels by providing new screws etc.(Each Door or Window or ventilator opening / chowkhat shall be measured as 1 (One) unit irrespetive of the Nos.& type of shutters it contains) | item292 | 430 | Each
194 | Providing & Fixing 2mm thick rubber strip into doors upto75mm wide including fixing with 20mm Aluminium strip& Nails Screws Complete | item293 | 30 | Metre |  |  |  | Excess(+) | 1 | Full Conversion | INR | [40 empty] | 0 | 0 | INR Zero Only | 194 | Providing & Fixing 2mm thick rubber strip into doors upto75mm wide including fixing with 20mm Aluminium strip& Nails Screws Complete | item293 | 30 | Metre
195 | Repair/maintenane of already installed Aluminium door shutters in control rooms or other places at all heightsincluding replacement of cap Washers of hinges, oil seals of floor door springs, greasingfixing of damaged/missing rubber lining,replacement of damaged/missing aluminium glazing strips, removal and installation of shutters if required for to put it in good working conditionvcomplete in all respects as per the direction of Engr-in-charge(Nothing extra shall be paidof the minor replacements. Each dorr frame irrespective of the Nos. of shutters it contains, shall be treated and measured as One unit) | item294 | 100 | Each |  |  |  | Excess(+) | 1 | Full Conversion | INR | [40 empty] | 0 | 0 | INR Zero Only | 195 | Repair/maintenane of already installed Aluminium door shutters in control rooms or other places at all heightsincluding replacement of cap Washers of hinges, oil seals of floor door springs, greasingfixing of damaged/missing rubber lining,replacement of damaged/missing aluminium glazing strips, removal and installation of shutters if required for to put it in good working conditionvcomplete in all respects as per the direction of Engr-in-charge(Nothing extra shall be paidof the minor replacements. Each dorr frame irrespective of the Nos. of shutters it contains, shall be treated and measured as One unit) | item294 | 100 | Each
195.1 | Replacement of damaged floor door springs including(double action) of heavy duty ISI mark | item295 | 5 | Each |  |  |  | Excess(+) | 1 | Full Conversion | INR | [40 empty] | 0 | 0 | INR Zero Only | 195.1 | Replacement of damaged floor door springs including(double action) of heavy duty ISI mark | item295 | 5 | Each
196 | Removing peepal or other sapling of trees of 1.00 M height (minimum) from top of building roofs, walls and chhajjas including uprooting the tree,removing tiles/bricks andrefixing the same with cement mortar wherever required, to original condition complete | item296 | 800 | Each |  |  |  | Excess(+) | 1 | Full Conversion | INR | [40 empty] | 0 | 0 | INR Zero Only | 196 | Removing peepal or other sapling of trees of 1.00 M height (minimum) from top of building roofs, walls and chhajjas including uprooting the tree,removing tiles/bricks andrefixing the same with cement mortar wherever required, to original condition complete | item296 | 800 | Each
197 | Repairs to RCC chhajjas of all sizes and thickness including dismantling the damaged portionand redoing the same withcement concrete/cement mortar scaffolding, centering, shuttering and finishing complete ( Bottom Size of Chhaja to be measured for payment. Cement consumption shall be 0.10 Quintal per Sq.M ) | item297 | 10 | Sq.M |  |  |  | Excess(+) | 1 | Full Conversion | INR | [40 empty] | 0 | 0 | INR Zero Only | 197 | Repairs to RCC chhajjas of all sizes and thickness including dismantling the damaged portionand redoing the same withcement concrete/cement mortar scaffolding, centering, shuttering and finishing complete ( Bottom Size of Chhaja to be measured for payment. Cement consumption shall be 0.10 Quintal per Sq.M ) | item297 | 10 | Sq.M
198 | Providing & fixing water proof ply on/around fan hoods of cooling/stipping towers or on any portion interior/exterior of the said structure or anywhere in the plant area / Township Area ,with necessary nails/scewsincluding fixing the ply wood in the shape as per site requirement (payment for actual ply wood area shall be made. SS Nails, Nuts & Bolts if requred to be fixed shall be supplied free by NFL) | item298 | [5 empty] | Excess(+) | 1 | Full Conversion | INR | [43 empty] | 198 | Providing & fixing water proof ply on/around fan hoods of cooling/stipping towers or on any portion interior/exterior of the said structure or anywhere in the plant area / Township Area ,with necessary nails/scewsincluding fixing the ply wood in the shape as per site requirement (payment for actual ply wood area shall be made. SS Nails, Nuts & Bolts if requred to be fixed shall be supplied free by NFL) | item298
198.1 | 12mm thick marrine (water proof) ply | item299 | 50 | Sq.M |  |  |  | Excess(+) | 1 | Full Conversion | INR | [40 empty] | 0 | 0 | INR Zero Only | 198.1 | 12mm thick marrine (water proof) ply | item299 | 50 | Sq.M
198.2 | 9 mm - do - | item300 | 2 | Sq.M |  |  |  | Excess(+) | 1 | Full Conversion | INR | [40 empty] | 0 | 0 | INR Zero Only | 198.2 | 9 mm - do - | item300 | 2 | Sq.M
198.3 | 6 mm - do - | item301 | 2 | Sq.M |  |  |  | Excess(+) | 1 | Full Conversion | INR | [40 empty] | 0 | 0 | INR Zero Only | 198.3 | 6 mm - do - | item301 | 2 | Sq.M
198.4 | 4mm - do - | item302 | 2 | Sq.M |  |  |  | Excess(+) | 1 | Full Conversion | INR | [40 empty] | 0 | 0 | INR Zero Only | 198.4 | 4mm - do - | item302 | 2 | Sq.M
198.5 | 4mm thick commercial ply | item303 | 140 | Sq.M. |  |  |  | Excess(+) | 1 | Full Conversion | INR | [40 empty] | 0 | 0 | INR Zero Only | 198.5 | 4mm thick commercial ply | item303 | 140 | Sq.M.
199 | Labour charges for fixing old available water proof ply /commerial ply on/around fan hoods ofcooling/stippingtowers or on any portion interior/exterior of the said structure or anywhere in the plant / Township area with necessarynails/scews including fixing the ply wood in the shape as per site requirement(payment for actual ply wood area shall be made. SS Nails, Nuts & Bolts if required to be fixed , shall be supplid free by NFL) | item304 | [5 empty] | Excess(+) | 1 | Full Conversion | INR | [43 empty] | 199 | Labour charges for fixing old available water proof ply /commerial ply on/around fan hoods ofcooling/stippingtowers or on any portion interior/exterior of the said structure or anywhere in the plant / Township area with necessarynails/scews including fixing the ply wood in the shape as per site requirement(payment for actual ply wood area shall be made. SS Nails, Nuts & Bolts if required to be fixed , shall be supplid free by NFL) | item304
199.1 | 12mm / 9 mm thick | item305 | 90 | Sq.M |  |  |  | Excess(+) | 1 | Full Conversion | INR | [40 empty] | 0 | 0 | INR Zero Only | 199.1 | 12mm / 9 mm thick | item305 | 90 | Sq.M
199.2 | 6mm / 4mm thick | item306 | 100 | Sq.M. |  |  |  | Excess(+) | 1 | Full Conversion | INR | [40 empty] | 0 | 0 | INR Zero Only | 199.2 | 6mm / 4mm thick | item306 | 100 | Sq.M.
200 | DELETED | [53 empty] | 200 | DELETED
201 | Annual Maintenance of Ash Ponds, Open lagoons and final Ponds : Desilting of existing pucca drains withins ash/final ponds,filling the rat/snake holes, removal of chowkage if any at the outlet pipes for isolation of any outlet pipe of indoor connectiondiversion of the flow of the ash water from ooutlet pipesin ash ponds wherever required including the Preventive maintenance of the bundhs for repairing the minorrain cuts, errosion due to heavy wavy action of the water oninner sides etc including excavating earth and depositing the earth in cuts (This excludes the major rain cuts) for all the ashponds, all carbon zones and open lagoons etc by deploying minimum three No. labour per day in general shift ( from 8.00 AM to 5.00 PM) as per the directions of the Engr-in-charge | item308 | 12 | Per month |  |  |  | Excess(+) | 1 | Full Conversion | INR | [40 empty] | 0 | 0 | INR Zero Only | 201 | Annual Maintenance of Ash Ponds, Open lagoons and final Ponds : Desilting of existing pucca drains withins ash/final ponds,filling the rat/snake holes, removal of chowkage if any at the outlet pipes for isolation of any outlet pipe of indoor connectiondiversion of the flow of the ash water from ooutlet pipesin ash ponds wherever required including the Preventive maintenance of the bundhs for repairing the minorrain cuts, errosion due to heavy wavy action of the water oninner sides etc including excavating earth and depositing the earth in cuts (This excludes the major rain cuts) for all the ashponds, all carbon zones and open lagoons etc by deploying minimum three No. labour per day in general shift ( from 8.00 AM to 5.00 PM) as per the directions of the Engr-in-charge | item308 | 12 | Per month
202 | White washing on road / foot path edging with lime upto 200mm height includingcleaning & preparing the surface complete | item309 | 10 | Metre |  |  |  | Excess(+) | 1 | Full Conversion | INR | [40 empty] | 0 | 0 | INR Zero Only | 202 | White washing on road / foot path edging with lime upto 200mm height includingcleaning & preparing the surface complete | item309 | 10 | Metre
203 | delted | item310 | [52 empty] | 203 | delted | item310
204 | delted | item311 | [52 empty] | 204 | delted | item311
205 | delted | item312 | [52 empty] | 205 | delted | item312
206 | Jointing old bricks work in F.P.S. system with new brick work in cement mortar 1:4 (1 cement: 4 coarse sand ) in metric system. | item313 | 5 | Sq.M |  |  |  | Excess(+) | 1 | Full Conversion | INR | [40 empty] | 0 | 0 | INR Zero Only | 206 | Jointing old bricks work in F.P.S. system with new brick work in cement mortar 1:4 (1 cement: 4 coarse sand ) in metric system. | item313 | 5 | Sq.M
207 | Supply of empty cement HDPE/plastic bags duly filled inwith earth/ash and stitched at top including placing in partscomplete (Qty. of earth filled to be paid separately underrespective item) | item314 | 50 | Each |  |  |  | Excess(+) | 1 | Full Conversion | INR | [40 empty] | 0 | 0 | INR Zero Only | 207 | Supply of empty cement HDPE/plastic bags duly filled inwith earth/ash and stitched at top including placing in partscomplete (Qty. of earth filled to be paid separately underrespective item) | item314 | 50 | Each
208 | Extra charges for doing all types of concrete/brick workin coal / urea conveyergalleries and in LSHS(Oily surface), Final Effluent Ponds / Pump House areas, on or within ash ponds, open lagoons or any other unapproachabale area where head lead is more than 50 mtrs. including making properapproach by cleaning / preparation of surface etc. complete. | item315 | 5 | Cu.M |  |  |  | Excess(+) | 1 | Full Conversion | INR | [40 empty] | 0 | 0 | INR Zero Only | 208 | Extra charges for doing all types of concrete/brick workin coal / urea conveyergalleries and in LSHS(Oily surface), Final Effluent Ponds / Pump House areas, on or within ash ponds, open lagoons or any other unapproachabale area where head lead is more than 50 mtrs. including making properapproach by cleaning / preparation of surface etc. complete. | item315 | 5 | Cu.M
209 | Repair of inside pipes / floors of side stream filters of Cooling Towers by dismentling of grouted pipes by chipping/ dismentalling of concrete, removing the damaged pipes,refixing the new pipes, layiing of cement conctere 1 : 1.5 : 3 around pipes and floor as per site requirements complete. (New pipes shall be supplied by NFL at its stores. Cementconctre 1 : 1.5 : 3 shall be measured separately in Cub.M andpaid separately under respepctive chapter of the SOQ) | item316 | 5 | Sq.M |  |  |  | Excess(+) | 1 | Full Conversion | INR | [40 empty] | 0 | 0 | INR Zero Only | 209 | Repair of inside pipes / floors of side stream filters of Cooling Towers by dismentling of grouted pipes by chipping/ dismentalling of concrete, removing the damaged pipes,refixing the new pipes, layiing of cement conctere 1 : 1.5 : 3 around pipes and floor as per site requirements complete. (New pipes shall be supplied by NFL at its stores. Cementconctre 1 : 1.5 : 3 shall be measured separately in Cub.M andpaid separately under respepctive chapter of the SOQ) | item316 | 5 | Sq.M
210 | DELETED | [53 empty] | 210 | DELETED
211 | Making banni with approximate size of 50mm X 50 mmSquare or 50 mm halfround with cement concrete 1 : 2 : 4 ( 1Cement : 2Coarsesand : 4 stone aggreaagare 10 mm size) | item318 | 30 | Metre |  |  |  | Excess(+) | 1 | Full Conversion | INR | [40 empty] | 0 | 0 | INR Zero Only | 211 | Making banni with approximate size of 50mm X 50 mmSquare or 50 mm halfround with cement concrete 1 : 2 : 4 ( 1Cement : 2Coarsesand : 4 stone aggreaagare 10 mm size) | item318 | 30 | Metre
212 | Dismentalling of existing damaged angle Iron nozing of old drains by cutting PCC / RCC and refixing the new angle nozing to the true line and levels for supprting the drain covers by chipping the concrete for making recess for grouting with concrete and grouting the angle iron and the lugs with cement concrete including necessary shuttering / supports complete. (Concrete for grouting shall be paid seperatly under respective item of Schedule of quantities) | item319 | 2 | Metre |  |  |  | Excess(+) | 1 | Full Conversion | INR | [40 empty] | 0 | 0 | INR Zero Only | 212 | Dismentalling of existing damaged angle Iron nozing of old drains by cutting PCC / RCC and refixing the new angle nozing to the true line and levels for supprting the drain covers by chipping the concrete for making recess for grouting with concrete and grouting the angle iron and the lugs with cement concrete including necessary shuttering / supports complete. (Concrete for grouting shall be paid seperatly under respective item of Schedule of quantities) | item319 | 2 | Metre
213 | Tightning the loose nuts and bolts / washers of the complete cell of Cooling Towers from bottom to top and end to end and nailing the areas with SS Nails wherever required, replacing the missing / damaged nuts, bolts, wooden members with new ones as per site requirement complete in all respects as defined in scope of work in tender document under para 7. | item320 | 22 | Each Cell |  |  |  | Excess(+) | 1 | Full Conversion | INR | [40 empty] | 0 | 0 | INR Zero Only | 213 | Tightning the loose nuts and bolts / washers of the complete cell of Cooling Towers from bottom to top and end to end and nailing the areas with SS Nails wherever required, replacing the missing / damaged nuts, bolts, wooden members with new ones as per site requirement complete in all respects as defined in scope of work in tender document under para 7. | item320 | 22 | Each Cell
214 | Repair of top deck, water distribution Basin, waterdistribution valveplatform, internal cell partitions of CoolingTower Cells, vertical portion between the hot waterdistribution platform and top deck I.e. Fan Deck SideCasing,steps & landings of staircase, repair of inspection doors,walk ways within the cells, by removing the old damagedplanks, ply wood, wooden supports of the plateforms, / deck /partitions / landings and steps of staircases,spiral target nozels (PVC) and their fittings and fixing the newwooden planks, Plywood, wooden supports, withnecessary SS bolts & nuts / washers, nails, fixing the oldremoved Nozzles / new Nozzles wherever required completein all respects to restore the same in original condition asas per site requirements complete. (Wooden parts, SS bolts and Nuts, SS Nails, washers, PVCNozzles required for this job shall be supplied free by NFL atits stores. Waterproof ply wood required to be replacedshall be paid for separately under respectiver item of SOQ ). | item321 | 750 | Sq.M |  |  |  | Excess(+) | 1 | Full Conversion | INR | [40 empty] | 0 | 0 | INR Zero Only | 214 | Repair of top deck, water distribution Basin, waterdistribution valveplatform, internal cell partitions of CoolingTower Cells, vertical portion between the hot waterdistribution platform and top deck I.e. Fan Deck SideCasing,steps & landings of staircase, repair of inspection doors,walk ways within the cells, by removing the old damagedplanks, ply wood, wooden supports of the plateforms, / deck /partitions / landings and steps of staircases,spiral target nozels (PVC) and their fittings and fixing the newwooden planks, Plywood, wooden supports, withnecessary SS bolts & nuts / washers, nails, fixing the oldremoved Nozzles / new Nozzles wherever required completein all respects to restore the same in original condition asas per site requirements complete. (Wooden parts, SS bolts and Nuts, SS Nails, washers, PVCNozzles required for this job shall be supplied free by NFL atits stores. Waterproof ply wood required to be replacedshall be paid for separately under respectiver item of SOQ ). | item321 | 750 | Sq.M
215 | Repair / rectification of wooden railing of stair casefrom gound level to top deck, ladders of the CoolingTowers from top deck to water distribution platform, byreplacing the damaged wooden parts / SS nuts, bolts & nailswith new wooden parts / SS Nuts, Bolts, Nails complete asper site requirements complete.(Wooden parts, SS bolts and Nuts, SS Nails, washers, required for this job shall be supplied free by NFL at its stores ). | item322 | 600 | Metre |  |  |  | Excess(+) | 1 | Full Conversion | INR | [40 empty] | 0 | 0 | INR Zero Only | 215 | Repair / rectification of wooden railing of stair casefrom gound level to top deck, ladders of the CoolingTowers from top deck to water distribution platform, byreplacing the damaged wooden parts / SS nuts, bolts & nailswith new wooden parts / SS Nuts, Bolts, Nails complete asper site requirements complete.(Wooden parts, SS bolts and Nuts, SS Nails, washers, required for this job shall be supplied free by NFL at its stores ). | item322 | 600 | Metre
216 | Repair of ACC sheet side cladding of Cooling Towers,ACC louvers, by removing the old damaged ACC sheets,ACC Barge Boards,ACC louvers, wooden louvers supports,PVC moulded bars and replacing the same with / existing AC sheets / louvers or with new ACCsheets, ACC Barge Board, wooden louvers supports,PVCmoulded bars to stop saging of louvers and leakages fromthe side claddings including providing necessary scafoldingand removal of the same after completion of work as persite requirement complete.(Wooden parts, SS bolts and Nuts, SS Nails, washers, required for this job shall be supplied free by NFL atits stores. AC sheets / barge board if required to bereplaced shall be paid separately under respective item ofSOQ) | item323 | 325 | Sq.M |  |  |  | Excess(+) | 1 | Full Conversion | INR | [40 empty] | 0 | 0 | INR Zero Only | 216 | Repair of ACC sheet side cladding of Cooling Towers,ACC louvers, by removing the old damaged ACC sheets,ACC Barge Boards,ACC louvers, wooden louvers supports,PVC moulded bars and replacing the same with / existing AC sheets / louvers or with new ACCsheets, ACC Barge Board, wooden louvers supports,PVCmoulded bars to stop saging of louvers and leakages fromthe side claddings including providing necessary scafoldingand removal of the same after completion of work as persite requirement complete.(Wooden parts, SS bolts and Nuts, SS Nails, washers, required for this job shall be supplied free by NFL atits stores. AC sheets / barge board if required to bereplaced shall be paid separately under respective item ofSOQ) | item323 | 325 | Sq.M
217 | Providing & fixing acid / alkali resistant tiles( old AR tilesshall be supplied free by NFL at its stores) using acid oralkali resisting mortar bedding and joints consisting of 100parts by weight (PBW ) of Araldite GY - 250, 15 PBW of Hardner HY- 850, 45PBW of Hardner HY - 830 , & 600 PBW of Quartz sand No. 10 mixed thoroughly and laid to truelevels and grades including applying a coat of paintconsisting of above formulation ( without adding quartzsand ) complete. | item324 | [5 empty] | Excess(+) | 1 | Full Conversion | INR | [43 empty] | 217 | Providing & fixing acid / alkali resistant tiles( old AR tilesshall be supplied free by NFL at its stores) using acid oralkali resisting mortar bedding and joints consisting of 100parts by weight (PBW ) of Araldite GY - 250, 15 PBW of Hardner HY- 850, 45PBW of Hardner HY - 830 , & 600 PBW of Quartz sand No. 10 mixed thoroughly and laid to truelevels and grades including applying a coat of paintconsisting of above formulation ( without adding quartzsand ) complete. | item324
217.1 | By arranging & Providing the Araldite, Hardners,Quartz sand by the contractor at his cost | item325 | 2 | Sq.M |  |  |  | Excess(+) | 1 | Full Conversion | INR | [40 empty] | 0 | 0 | INR Zero Only | 217.1 | By arranging & Providing the Araldite, Hardners,Quartz sand by the contractor at his cost | item325 | 2 | Sq.M
217.2 | Araldite Hardners & quartz sand to be provided free by NFL at it's stores | item326 | 2 | Sq.M |  |  |  | Excess(+) | 1 | Full Conversion | INR | [40 empty] | 0 | 0 | INR Zero Only | 217.2 | Araldite Hardners & quartz sand to be provided free by NFL at it's stores | item326 | 2 | Sq.M
218 | Labour chargres for applying One coat of anti-corrosivepainting to concrete /plastered surfaces / structure steelsurfaces with epoxy paintconsisting of 100 parts by weight(PBW ) of Araldite GY-250, 15 PBW of Hardner HY - 850, 45PBW of Hardner HY-830 , mixed thoroughly and applied tothe surfaces with brushes,complete ( Araldite & Hardnersshall be supplied free by NFL at its stores ) | item327 | 65 | Sq.M |  |  |  | Excess(+) | 1 | Full Conversion | INR | [40 empty] | 0 | 0 | INR Zero Only | 218 | Labour chargres for applying One coat of anti-corrosivepainting to concrete /plastered surfaces / structure steelsurfaces with epoxy paintconsisting of 100 parts by weight(PBW ) of Araldite GY-250, 15 PBW of Hardner HY - 850, 45PBW of Hardner HY-830 , mixed thoroughly and applied tothe surfaces with brushes,complete ( Araldite & Hardnersshall be supplied free by NFL at its stores ) | item327 | 65 | Sq.M
219 | Scouring of under ground drinking water main headers byopening of sluice / gate valves located at differentlocations, to allow flow of water in the open till clear waterstarts flowing and then closing the sluice / gate valve including removal and revising of CI / RCC covers. | item328 | 2 | Each Valve |  |  |  | Excess(+) | 1 | Full Conversion | INR | [40 empty] | 0 | 0 | INR Zero Only | 219 | Scouring of under ground drinking water main headers byopening of sluice / gate valves located at differentlocations, to allow flow of water in the open till clear waterstarts flowing and then closing the sluice / gate valve including removal and revising of CI / RCC covers. | item328 | 2 | Each Valve
220 | DELETED | [53 empty] | 220 | DELETED
221 | Providing & fixing CP 15 mm Angle valve & short neck bib cock. | item330 | 5 | Each |  |  |  | Excess(+) | 1 | Full Conversion | INR | [40 empty] | 0 | 0 | INR Zero Only | 221 | Providing & fixing CP 15 mm Angle valve & short neck bib cock. | item330 | 5 | Each
222 | DELETED | [53 empty] | 222 | DELETED
223 | Providing and fixing CP Extension Nipple. | item332 | 5 | Each |  |  |  | Excess(+) | 1 | Full Conversion | INR | [40 empty] | 0 | 0 | INR Zero Only | 223 | Providing and fixing CP Extension Nipple. | item332 | 5 | Each
224 | Assisting in executing various un-measurable jobs for urgent and unforeseen plant requirements / for making arrangements for organizing various functions / social activities : | item333 | [5 empty] | Excess(+) | 1 | Full Conversion | INR | [43 empty] | 224 | Assisting in executing various un-measurable jobs for urgent and unforeseen plant requirements / for making arrangements for organizing various functions / social activities : | item333
224.1 | Skilled jobs | item334 | 1500 | per day |  |  |  | Excess(+) | 1 | Full Conversion | INR | [40 empty] | 0 | 0 | INR Zero Only | 224.1 | Skilled jobs | item334 | 1500 | per day
224.2 | Un-skilled jobs | item335 | 1500 | per day |  |  |  | Excess(+) | 1 | Full Conversion | INR | [40 empty] | 0 | 0 | INR Zero Only | 224.2 | Un-skilled jobs | item335 | 1500 | per day
225 | Providing and fixing homogeneous Plyvinyle Chloride sheet / tile in flooring and skirtings in approved pattern on a smooth and damp proof base using rubber adhesives of approved quality aand manufacturer like Dunlop S-758 , Fevicol SR-998 or equivelent including rolling with light wooden rollers weighing about 5 Kg all complete in approved colour and shades : 2.0 mm thick | item336 | 20 | Sq.M. |  |  |  | Excess(+) | 1 | Full Conversion | INR | [40 empty] | 0 | 0 | INR Zero Only | 225 | Providing and fixing homogeneous Plyvinyle Chloride sheet / tile in flooring and skirtings in approved pattern on a smooth and damp proof base using rubber adhesives of approved quality aand manufacturer like Dunlop S-758 , Fevicol SR-998 or equivelent including rolling with light wooden rollers weighing about 5 Kg all complete in approved colour and shades : 2.0 mm thick | item336 | 20 | Sq.M.
226 | Providing / replcing asbestos cement 6 mm thick corrugeted sheets roofing & fixing with G.I.J. or L hooks, bolts and nuts 8mm dia G.I. plain and bitumen washers complete excluding the cost purleins rafters and trusses: corrugated sheets upto60 degree pitch For all heights of roofs/conveyers etc in plant area | item337 | 10 | Sq..m |  |  |  | Excess(+) | 1 | Full Conversion | INR | [40 empty] | 0 | 0 | INR Zero Only | 226 | Providing / replcing asbestos cement 6 mm thick corrugeted sheets roofing & fixing with G.I.J. or L hooks, bolts and nuts 8mm dia G.I. plain and bitumen washers complete excluding the cost purleins rafters and trusses: corrugated sheets upto60 degree pitch For all heights of roofs/conveyers etc in plant area | item337 | 10 | Sq..m
227 | Providing & fixing ridges and hips in asbestos cement sheet roofing : close fitting adjustable ridges in pairs | item338 | 10 | Metre |  |  |  | Excess(+) | 1 | Full Conversion | INR | [40 empty] | 0 | 0 | INR Zero Only | 227 | Providing & fixing ridges and hips in asbestos cement sheet roofing : close fitting adjustable ridges in pairs | item338 | 10 | Metre
228 | Providing & fixing asbestos cement roofing accessories with galvanised iron J or L hooks, bolts and nuts and orG.I. Seam bolts and bitumen washers complete : | item339 | [5 empty] | Excess(+) | 1 | Full Conversion | INR | [43 empty] | 228 | Providing & fixing asbestos cement roofing accessories with galvanised iron J or L hooks, bolts and nuts and orG.I. Seam bolts and bitumen washers complete : | item339
228.1 | S-Type louvers | item340 | 5 | Metre |  |  |  | Excess(+) | 1 | Full Conversion | INR | [40 empty] | 0 | 0 | INR Zero Only | 228.1 | S-Type louvers | item340 | 5 | Metre
228.2 | North light and ventilator curves | item341 | 5 | Metre |  |  |  | Excess(+) | 1 | Full Conversion | INR | [40 empty] | 0 | 0 | INR Zero Only | 228.2 | North light and ventilator curves | item341 | 5 | Metre
229 | Providing & fixing plain AC sheet ceiling of approved quality with necessary nails etc. complete (frame work to be paid separately) 4 mm thick | item342 | 5 | Sq. M |  |  |  | Excess(+) | 1 | Full Conversion | INR | [40 empty] | 0 | 0 | INR Zero Only | 229 | Providing & fixing plain AC sheet ceiling of approved quality with necessary nails etc. complete (frame work to be paid separately) 4 mm thick | item342 | 5 | Sq. M
230 | Providing and fixing white vitreous china water closet squatting pan(Indian type W.C. pan) with 100 mm sand cast Iron P or S trap, 10 litrelow level P.V.C. flushing cistern (of approved make) with fittings,C.I./M.S. brackets, 32 mm diameter flush pipe with fittings and clamps,overflow arragement with specials and mosquito proof coupling of approved muncipal design including painting of fittigs and brackets,cutting and making good the walls and floors wherever required:Long pan pattern W.C. pan of size 580 mm with flushPipe & overflow arrangement. | item343 | 2 | Each |  |  |  | Excess(+) | 1 | Full Conversion | INR | [40 empty] | 0 | 0 | INR Zero Only | 230 | Providing and fixing white vitreous china water closet squatting pan(Indian type W.C. pan) with 100 mm sand cast Iron P or S trap, 10 litrelow level P.V.C. flushing cistern (of approved make) with fittings,C.I./M.S. brackets, 32 mm diameter flush pipe with fittings and clamps,overflow arragement with specials and mosquito proof coupling of approved muncipal design including painting of fittigs and brackets,cutting and making good the walls and floors wherever required:Long pan pattern W.C. pan of size 580 mm with flushPipe & overflow arrangement. | item343 | 2 | Each
231 | Brick work with F.P.S. bricks of class designation 75 in foundation and plinth in : cement mortar 1:6 (1 cement: 6 fine sand ) | item344 | 15 | Cu.M |  |  |  | Excess(+) | 1 | Full Conversion | INR | [40 empty] | 0 | 0 | INR Zero Only | 231 | Brick work with F.P.S. bricks of class designation 75 in foundation and plinth in : cement mortar 1:6 (1 cement: 6 fine sand ) | item344 | 15 | Cu.M
232 | Brick work with bricks of class designation 75 in superstructure above plinth level upto floor five level in cement mortar 1:6 (1 cement : 6 fine sand ) | item345 | 50 | Cu.M |  |  |  | Excess(+) | 1 | Full Conversion | INR | [40 empty] | 0 | 0 | INR Zero Only | 232 | Brick work with bricks of class designation 75 in superstructure above plinth level upto floor five level in cement mortar 1:6 (1 cement : 6 fine sand ) | item345 | 50 | Cu.M
233 | Deleted | item346 | [5 empty] | Excess(+) | 1 | Full Conversion | INR | [43 empty] | 233 | Deleted | item346
233.1 | Deleted | item347 | [52 empty] | 233.1 | Deleted | item347
233.2 | Deleted | item348 | [52 empty] | 233.2 | Deleted | item348
234 | Deleted | [53 empty] | 234 | Deleted
235 | Providing and fixing pressed steel door frames manufactured from pre-fabricated corrosion Resistance Mild steel available in the market as "Japanese Sheet" of 1.22mm thickness including hinges jambs, lock jambs, bead and if required angle threshold of mild steel angle ofsection 50 x 25mm, or base ties of 1.25mm pressed mild steel welded or rigidly fixed together by Mechanical means, adjustable lugs with split and tail to each jamb including steel butt hinges 2.5mm thick with mortar guards, lock strike-plate and shock absorbers as specified and applying a coat of approved steel primer and painted after pre-treatment of the surface as directed by Engineer - in - Charge.( Rate should include cost of replacement / fixing orpressed steel chowkhats including cutting masonary / hold fasts and removing the existing damaged chowkhat alongwith shutter,fixing holdfasts in cement concrete 1:3:6 (1 cement:3 coarse sand:6 stone aggregate 20mm nominal size) ,refixing the shutter(s) by providing & Fixing new screws wherever reqiured , easing of door shutters and making good the damages to walls and floors,to match the existing surface complete. | item350 | [5 empty] | Excess(+) | 1 | Full Conversion | INR | [43 empty] | 235 | Providing and fixing pressed steel door frames manufactured from pre-fabricated corrosion Resistance Mild steel available in the market as "Japanese Sheet" of 1.22mm thickness including hinges jambs, lock jambs, bead and if required angle threshold of mild steel angle ofsection 50 x 25mm, or base ties of 1.25mm pressed mild steel welded or rigidly fixed together by Mechanical means, adjustable lugs with split and tail to each jamb including steel butt hinges 2.5mm thick with mortar guards, lock strike-plate and shock absorbers as specified and applying a coat of approved steel primer and painted after pre-treatment of the surface as directed by Engineer - in - Charge.( Rate should include cost of replacement / fixing orpressed steel chowkhats including cutting masonary / hold fasts and removing the existing damaged chowkhat alongwith shutter,fixing holdfasts in cement concrete 1:3:6 (1 cement:3 coarse sand:6 stone aggregate 20mm nominal size) ,refixing the shutter(s) by providing & Fixing new screws wherever reqiured , easing of door shutters and making good the damages to walls and floors,to match the existing surface complete. | item350
235.1 | For Single Shutter | item351 | 25 | Metre |  |  |  | Excess(+) | 1 | Full Conversion | INR | [40 empty] | 0 | 0 | INR Zero Only | 235.1 | For Single Shutter | item351 | 25 | Metre
235.2 | For double shutter | item352 | 25 | Metre |  |  |  | Excess(+) | 1 | Full Conversion | INR | [40 empty] | 0 | 0 | INR Zero Only | 235.2 | For double shutter | item352 | 25 | Metre
242 | Supply of Mechanical excavator/JCB including diesel and operator, for urgent excavation jobs on hourly basis, as per site requirement and instructions of Engineer-In-Charge. | item359 | 20 | Per day |  |  |  | Excess(+) | 1 | Full Conversion | INR | [40 empty] | 0 | 0 | INR Zero Only | 242 | Supply of Mechanical excavator/JCB including diesel and operator, for urgent excavation jobs on hourly basis, as per site requirement and instructions of Engineer-In-Charge. | item359 | 20 | Per day
243 | Brick work (with old/dismantaled bricks) in superstructure above plinth level upto floor five level in cement mortar 1:6(1 cement:6 fine sand) | item360 | 5 | CU.M. |  |  |  | Excess(+) | 1 | Full Conversion | INR | [40 empty] | 0 | 0 | INR Zero Only | 243 | Brick work (with old/dismantaled bricks) in superstructure above plinth level upto floor five level in cement mortar 1:6(1 cement:6 fine sand) | item360 | 5 | CU.M.
244 | Brick work (with old/dismantled brick) in F&P with cement mortar 1:6 (1 cement: 6 fine sand) | item361 | 1 | Cu.M |  |  |  | Excess(+) | 1 | Full Conversion | INR | [40 empty] | 0 | 0 | INR Zero Only | 244 | Brick work (with old/dismantled brick) in F&P with cement mortar 1:6 (1 cement: 6 fine sand) | item361 | 1 | Cu.M
245 | Providing and fixing U-PVC floor trap 100x75mm, Ist class quality (working pressure 4 kg/cmy), including providing & fixing drain jali 100 mm dia, used brand Supereme, Phinolex . | item362 | 5 | Each |  |  |  | Excess(+) | 1 | Full Conversion | INR | [40 empty] | 0 | 0 | INR Zero Only | 245 | Providing and fixing U-PVC floor trap 100x75mm, Ist class quality (working pressure 4 kg/cmy), including providing & fixing drain jali 100 mm dia, used brand Supereme, Phinolex . | item362 | 5 | Each
246 | Providing and fixing U-PVC waste pipe 50mm dia meter Ist class quality (working pressure 4 kg/cmy) used brand Supereme, Phinolex . | item363 | 6 | Metre |  |  |  | Excess(+) | 1 | Full Conversion | INR | [40 empty] | 0 | 0 | INR Zero Only | 246 | Providing and fixing U-PVC waste pipe 50mm dia meter Ist class quality (working pressure 4 kg/cmy) used brand Supereme, Phinolex . | item363 | 6 | Metre
247 | Providing and fixing U-PVC waste pipe 75 mm dia meter Ist class quality (working pressure 4 kg/cmy) used brand Supereme, Phinolex . | item364 | 6 | Metre |  |  |  | Excess(+) | 1 | Full Conversion | INR | [40 empty] | 0 | 0 | INR Zero Only | 247 | Providing and fixing U-PVC waste pipe 75 mm dia meter Ist class quality (working pressure 4 kg/cmy) used brand Supereme, Phinolex . | item364 | 6 | Metre
248 | Providing and fixing U-PVC soil waste pipe 75 mm dia meter Ist class quality (working pressure 4 kg/cmy) used brand Supereme, Phinolex . | item365 | 6 | Metre |  |  |  | Excess(+) | 1 | Full Conversion | INR | [40 empty] | 0 | 0 | INR Zero Only | 248 | Providing and fixing U-PVC soil waste pipe 75 mm dia meter Ist class quality (working pressure 4 kg/cmy) used brand Supereme, Phinolex . | item365 | 6 | Metre
249 | Providing and fixing U-PVC soil waste pipe 110 mm dia meter Ist class quality (working pressure 4 kg/cmy) used brand Supereme, Phinolex . | item366 | 6 | Metre |  |  |  | Excess(+) | 1 | Full Conversion | INR | [40 empty] | 0 | 0 | INR Zero Only | 249 | Providing and fixing U-PVC soil waste pipe 110 mm dia meter Ist class quality (working pressure 4 kg/cmy) used brand Supereme, Phinolex . | item366 | 6 | Metre
250 | Providing and fixing U-PVC bend 75 mm dia meter Ist class quality (working pressure 4 kg/cmy) used brand Supereme, Phinolex . | item367 | 6 | Each |  |  |  | Excess(+) | 1 | Full Conversion | INR | [40 empty] | 0 | 0 | INR Zero Only | 250 | Providing and fixing U-PVC bend 75 mm dia meter Ist class quality (working pressure 4 kg/cmy) used brand Supereme, Phinolex . | item367 | 6 | Each
251 | Providing and fixing U-PVC bend 110 mm dia meter Ist class quality (working pressure 4 kg/cmy) used brand Supereme, Phinolex . | item368 | 6 | Each |  |  |  | Excess(+) | 1 | Full Conversion | INR | [40 empty] | 0 | 0 | INR Zero Only | 251 | Providing and fixing U-PVC bend 110 mm dia meter Ist class quality (working pressure 4 kg/cmy) used brand Supereme, Phinolex . | item368 | 6 | Each
252 | Providing and fixing U-PVC socket 75 mm dia meter Ist class quality (working pressure 4 kg/cmy) used brand Supereme, Phinolex . | item369 | 3 | Each |  |  |  | Excess(+) | 1 | Full Conversion | INR | [40 empty] | 0 | 0 | INR Zero Only | 252 | Providing and fixing U-PVC socket 75 mm dia meter Ist class quality (working pressure 4 kg/cmy) used brand Supereme, Phinolex . | item369 | 3 | Each
253 | Providing and fixing U-PVC socket 110 mm dia meter Ist class quality (working pressure 4 kg/cmy) used brand Supereme, Phinolex . | item370 | 5 | Each |  |  |  | Excess(+) | 1 | Full Conversion | INR | [40 empty] | 0 | 0 | INR Zero Only | 253 | Providing and fixing U-PVC socket 110 mm dia meter Ist class quality (working pressure 4 kg/cmy) used brand Supereme, Phinolex . | item370 | 5 | Each
254 | Providing and fixing U-PVC Tee equal 75x75x75 mm dia meter Ist class quality (working pressure 4 kg/cmy) used brand Supereme, Phinolex . | item371 | 4 | Each |  |  |  | Excess(+) | 1 | Full Conversion | INR | [40 empty] | 0 | 0 | INR Zero Only | 254 | Providing and fixing U-PVC Tee equal 75x75x75 mm dia meter Ist class quality (working pressure 4 kg/cmy) used brand Supereme, Phinolex . | item371 | 4 | Each
255 | Providing and fixing U-PVC Tee equal 110x110x110 mm dia meter Ist class quality (working pressure 4 kg/cmy) used brand Supereme, Phinolex . | item372 | 5 | Each |  |  |  | Excess(+) | 1 | Full Conversion | INR | [40 empty] | 0 | 0 | INR Zero Only | 255 | Providing and fixing U-PVC Tee equal 110x110x110 mm dia meter Ist class quality (working pressure 4 kg/cmy) used brand Supereme, Phinolex . | item372 | 5 | Each
256 | Providing and fixing 12 mm thick prelaminated particle board flat pressed three layer or graded wood particle board conforming to IS: 12823 Grade 1 Type II, in panelling fixed in aluminium doors, windows shutters and part ition frames with CP brass/stainless steel scfrews etc. complete as per architectural drawings and directions of engineer-in-charge. Pre-laminated particle board with decorative lamination on both sides. | item373 | 4 | Sq.M. |  |  |  | Excess(+) | 1 | Full Conversion | INR | [40 empty] | 0 | 0 | INR Zero Only | 256 | Providing and fixing 12 mm thick prelaminated particle board flat pressed three layer or graded wood particle board conforming to IS: 12823 Grade 1 Type II, in panelling fixed in aluminium doors, windows shutters and part ition frames with CP brass/stainless steel scfrews etc. complete as per architectural drawings and directions of engineer-in-charge. Pre-laminated particle board with decorative lamination on both sides. | item373 | 4 | Sq.M.
257 | Providing and fixing ISI marked flush door shutters conforming to IS : 2202 (Part I) non-decorative type, core of block board construction with frame of 1st class hard wood and well matched commercial 3 ply veneering with vertical grains or cross bands and face veneers on both faces of shutters: 35 mm thick including ISI marked Stainless Steel butt hinges with necessary screws | item374 | 6 | Sq.M. |  |  |  | Excess(+) | 1 | Full Conversion | INR | [40 empty] | 0 | 0 | INR Zero Only | 257 | Providing and fixing ISI marked flush door shutters conforming to IS : 2202 (Part I) non-decorative type, core of block board construction with frame of 1st class hard wood and well matched commercial 3 ply veneering with vertical grains or cross bands and face veneers on both faces of shutters: 35 mm thick including ISI marked Stainless Steel butt hinges with necessary screws | item374 | 6 | Sq.M.
258 | Providing and fixing 24 mm thick factory made PVC door shutters made of styles and rails of a uPVC hollow section of size 59x24 mm and wall thickness 2 mm (± 0.2 mm) with inbuilt edging on both sides. The styles and rails mitred and joint at the corners by means of M.S. galvanised/plastic brackets of size 75x220 mm having wall thickness 1.0 mm and stainless steel screws. The styles of the shutter reinforced by inserting galvanised M.S. tube of size 20x20 mm and 1 mm (± 0.1 mm) wall thickness. The lock rail made up of ‘H’ section, a uPVC hollow section of size 100x24 mm and 2 mm (± 0.2 mm) wall thickness, fixed to the shutter styles by means of plastic/galvanised M.S. ‘U’ cleats. The shutter frame filled with a uPVC multi-chambered single panel of size not less than 620 mm, having over all thickness of 20 mm and 1 mm (± 0.1 mm) wall thickness. The panels filled vertically and tie bar at two places by inserting horizontally 6 mm galvanised M.S. rod and fastened with nuts and washers, complete as per manufacturer’s specification and direction of Engineer-in-charge (For W.C. and bathroom door shutter) to existing door frames. | item375 | 10 | Sq.M. |  |  |  | Excess(+) | 1 | Full Conversion | INR | [40 empty] | 0 | 0 | INR Zero Only | 258 | Providing and fixing 24 mm thick factory made PVC door shutters made of styles and rails of a uPVC hollow section of size 59x24 mm and wall thickness 2 mm (± 0.2 mm) with inbuilt edging on both sides. The styles and rails mitred and joint at the corners by means of M.S. galvanised/plastic brackets of size 75x220 mm having wall thickness 1.0 mm and stainless steel screws. The styles of the shutter reinforced by inserting galvanised M.S. tube of size 20x20 mm and 1 mm (± 0.1 mm) wall thickness. The lock rail made up of ‘H’ section, a uPVC hollow section of size 100x24 mm and 2 mm (± 0.2 mm) wall thickness, fixed to the shutter styles by means of plastic/galvanised M.S. ‘U’ cleats. The shutter frame filled with a uPVC multi-chambered single panel of size not less than 620 mm, having over all thickness of 20 mm and 1 mm (± 0.1 mm) wall thickness. The panels filled vertically and tie bar at two places by inserting horizontally 6 mm galvanised M.S. rod and fastened with nuts and washers, complete as per manufacturer’s specification and direction of Engineer-in-charge (For W.C. and bathroom door shutter) to existing door frames. | item375 | 10 | Sq.M.
259 | Providing and fixing precoated galvanised iron profile sheets (size, shape and pitch of corrugation as approved by Engineer-in-charge) 0.45 mm (+ 0.05 %) total coated thickness with zinc aluminium coating 150 grams per sqm in 550 mpa steel grade, 5-7 microns epoxy primer on both side of the sheet and polyester top coat 15-18 microns. Sheet should have protective guard film of 25 microns minimum to avoid scratches during transportation and should be supplied in single length upto 12 metre or as desired by Engineer-in-charge. The sheet shall be fixed using self drilling / self tapping screws of size (5.5x 55 mm) with EPDM seal, complete upto any pitch in horizontal/ vertical or curved surfaces, excluding the cost of purlins, rafters and trusses and including cutting to size and shape wherever required. (Manufactured by: Tata steel, Jindal Steel works, Kamdhanu) | item376 | 10 | Sq.M. |  |  |  | Excess(+) | 1 | Full Conversion | INR | [40 empty] | 0 | 0 | INR Zero Only | 259 | Providing and fixing precoated galvanised iron profile sheets (size, shape and pitch of corrugation as approved by Engineer-in-charge) 0.45 mm (+ 0.05 %) total coated thickness with zinc aluminium coating 150 grams per sqm in 550 mpa steel grade, 5-7 microns epoxy primer on both side of the sheet and polyester top coat 15-18 microns. Sheet should have protective guard film of 25 microns minimum to avoid scratches during transportation and should be supplied in single length upto 12 metre or as desired by Engineer-in-charge. The sheet shall be fixed using self drilling / self tapping screws of size (5.5x 55 mm) with EPDM seal, complete upto any pitch in horizontal/ vertical or curved surfaces, excluding the cost of purlins, rafters and trusses and including cutting to size and shape wherever required. (Manufactured by: Tata steel, Jindal Steel works, Kamdhanu) | item376 | 10 | Sq.M.
260 | Providing and fixing white vitreous china flat back half stall urinal of size 580x380x350 mm with waste fittings as per IS 2556 & spreaders as per directions of EIC | item377 | 2 | Each |  |  |  | Excess(+) | 1 | Full Conversion | INR | [40 empty] | 0 | 0 | INR Zero Only | 260 | Providing and fixing white vitreous china flat back half stall urinal of size 580x380x350 mm with waste fittings as per IS 2556 & spreaders as per directions of EIC | item377 | 2 | Each
261 | Providing and fixing 3 mm thick translucent white acrylic plastic sheet in window or other places of required size with necessary putty / nut bolts complete as per direction of EIC. | item378 | 6 | Sq.M. |  |  |  | Excess(+) | 1 | Full Conversion | INR | [40 empty] | 0 | 0 | INR Zero Only | 261 | Providing and fixing 3 mm thick translucent white acrylic plastic sheet in window or other places of required size with necessary putty / nut bolts complete as per direction of EIC. | item378 | 6 | Sq.M.
262 | Cleaning of chocked sewer line at all depth by diesel running vehicle mounting hydraulic operated high pressure suction cum jetting sewer cleaning machine fitted with pump having 4000 litres suction capacity and 6000 litres water jetting tank capacity including skilled operator, supervising engineer etc. for cleaning and partial desilting of manholes and dechocking of sewer lines. Dechocking and flushing of sewer line from one manhole to another by high pressure jetting system of 2200 PSI for sewer line from 150mm dia upto 300mm The complete removal of all the obstructions/blockage accumulated such as silt, sand, debris, all other wastes etc | item379 | 1000 | Meter |  |  |  | Excess(+) | 1 | Full Conversion | INR | [40 empty] | 0 | 0 | INR Zero Only | 262 | Cleaning of chocked sewer line at all depth by diesel running vehicle mounting hydraulic operated high pressure suction cum jetting sewer cleaning machine fitted with pump having 4000 litres suction capacity and 6000 litres water jetting tank capacity including skilled operator, supervising engineer etc. for cleaning and partial desilting of manholes and dechocking of sewer lines. Dechocking and flushing of sewer line from one manhole to another by high pressure jetting system of 2200 PSI for sewer line from 150mm dia upto 300mm The complete removal of all the obstructions/blockage accumulated such as silt, sand, debris, all other wastes etc | item379 | 1000 | Meter
263 | Supply of Hydraulic Tractor trolley for shifting the material , debris material and earth ,sludge , in township area as per direction direction of EIC.( The rate shall be included the cost of minimum 3 nos labour & driver and Diesel oil etc complete) | item380 | 32 | Per Day |  |  |  | Excess(+) | 1 | Full Conversion | INR | [40 empty] | 0 | 0 | INR Zero Only | 263 | Supply of Hydraulic Tractor trolley for shifting the material , debris material and earth ,sludge , in township area as per direction direction of EIC.( The rate shall be included the cost of minimum 3 nos labour & driver and Diesel oil etc complete) | item380 | 32 | Per Day
Total in Figures | [51 empty] | 0 | 0 | INR Zero Only
Quoted Rate in Figures |  |  |  | Select | [47 empty] | 0 | 0 | Zero Only
Quoted Rate in Words |  | INR Zero Only

## Macros
Please Enable Macros to View BoQ information